{"text_format":"1","workbook":"xlsx","n_sheets":19,"sheets":["Customer Info","Scope","Measures","Measure Descriptions","Summary","SMART Data Entry WO","SMART Data Entry Measure","Version History","Input Setting","MeasuresLookup","MeasureBackup","PDF-SOW & Installation Timeline","PDF-ScopeSummaryInspections","PDF- PIOL","CA Lighting Inspection WB","Pipe Insulation Inspection WB","Air Sealing Inspection WB","Building Envelope Inspection WB","In-Unit Inspection WB"],"not_rendered":{"charts":0,"images":4,"macros":1,"external_links":0,"defined_names":348,"comments":1,"pivot_tables":0},"unopened":[],"bounds":{"document_bytes":16777216,"sheet_cells":100000,"rows_first":2000,"rows_last":500,"rows_between":2000,"halvings":0,"cell_chars":16384,"cell_head_chars":4096},"cells_cut":0,"cells_raw":0,"read":"whole","date_system":"1900"}

{"sheet":"Customer Info","index":0,"n_rows":89,"n_cols":15,"rows_kept":89,"cut":false,"hidden":false,"merged":[[39,10,39,19],[40,10,40,19],[30,1,30,4],[63,10,63,19],[62,10,62,19],[58,10,58,19],[41,12,48,19],[40,1,40,2],[49,1,49,2],[46,1,46,2],[43,1,43,2],[57,10,57,19],[52,1,52,2],[55,1,55,2],[52,12,53,19],[87,10,87,19],[85,10,85,19],[82,10,82,12],[82,13,82,19],[64,10,64,19],[65,10,65,12],[65,13,65,19],[66,10,66,12],[66,13,66,19],[72,10,72,12],[72,13,72,19],[67,10,67,12],[67,13,67,19],[68,10,68,12],[68,13,68,19],[69,10,69,19],[1,10,1,19],[2,1,2,4],[7,1,7,4],[10,10,10,19],[38,11,38,19],[16,1,16,4],[37,11,37,19],[24,1,24,4],[28,12,28,18],[29,12,29,18],[37,1,37,2],[36,1,36,4],[12,11,12,19],[30,12,30,18],[13,11,13,19],[82,2,82,4],[77,13,77,19],[86,10,86,12],[86,13,86,19],[73,10,73,12],[73,13,73,19],[75,10,75,19],[76,10,76,12],[76,13,76,19],[74,10,74,12],[74,13,74,19],[75,1,75,2],[75,3,75,4],[83,1,83,4],[83,10,83,19],[84,10,84,19],[78,1,80,4],[77,1,77,4],[59,1,59,4],[66,1,66,4],[70,1,70,4],[71,2,71,4],[72,2,72,4],[70,10,70,12],[70,13,70,19],[71,10,71,12],[71,13,71,19],[73,2,73,4]]}
[]
[null,null,null,null,{"$f":"IF(OR(M42<>\"\",M53<>\"\",M55<>\"\",M56<>\"\",M57<>\"\",K59<>\"\",K60<>\"\",K61<>\"\",K62<>\"\",K63<>\"\",Lock_status<>\"\"),\"Errors in tool, please see ERROR LIST\",\"\")","v":"Errors in tool, please see ERROR LIST"},null,null,null,null,null,"MACROS"]
[null,"Comprehensive Tool"]
[null,null,null,null,"900.1"]
[null,"Data Entry Fields (user to enter data)","Data Selection Fields (user selection)","Auto-Filled Fields","Optional Entry Fields",null,null,null,null,null,null,null,null,null,"Inspection Workbooks"]
[]
[]
[null,"SECTION A: BUILDING INFORMATION"]
[null,"A1 Building ID:",null,"Implementer:"]
[null,"A2 Work Order Selection:",null,"Building SQFT:"]
[null,"A3 Building Type:",null,"Facility Type:","Multifamily",null,null,null,null,null,"Instructions:"]
[null,"Audit Type","N/A","Reference Number"]
[null,"If Other",null,"Audit Report Date"]
[null,"Technical Assistance Provider","N/A","Received NYSERDA FlexTech Study?",null,null,null,null,null,null,"##","The W-9 form must be submitted."]
[null,"NYSERDA MPP to AMEEP transfer?","No","AMEEP Pilot Program?","N/A"]
[null,null,null,null,null,null,null,null,null,null,"A1: ","The building ID is also known as the Building-Block-Lot"]
[null,"SECTION B: UTILITY ACCOUNT INFORMATION",null,null,null,null,null,null,null,null,"A2: ","The work order selection is written as A-Z or AA-ZZ"]
[null,"Electric Provider:",null,"Elec Service Address:",null,null,null,null,null,null,"A3: ","A low-rise building has 3 or less floors. A high-rise building has 4 or more floors"]
[null,"B1 Electric Account #:",null,"Gas Service Address:"]
[null,"B2 Electric Account Name:",null,"City:",null,null,null,null,null,null,"B1: ","To input the account numbers, use the first 14 digits and exclude the hyphens (-)."]
[null,"Gas Provider:",null,"State:",null,null,null,null,null,null,"B2:","The account name is the same one that is listed on the electric bill."]
[null,"B3 Gas Account #:",null,"Zip Code:",null,null,null,null,null,null,"B3: ","To input the account numbers, use the first 14 digits for ConEd or first 10 digits for NG and exclude the hyphens (-)."]
[null,"B4 Gas Account Name:",null,"Telephone #:",null,null,null,null,null,null,"B4:","The account name is the same one that is listed on the gas bill."]
[]
[null,"SECTION C: SITE INFORMATION",null,null,null,null,null,null,null,null,"C1:","Enter date from the proof of affordable status documents in which the building was deemed affordable housing"]
[null,"Portfolio Owner/Comp:",null,"Building Age:",null,null,null,null,null,null,null,"You are required to upload a proof of verification in SMART before uploading this tool."]
[null,"Market Sector:","Affordable Housing","Common Area Ceiling Height:"]
[null,"C1 Affordable Verified Date:",null,"Number of Apartment Units:",null,null,null,null,null,null,null,"For more details, please visit the links below:"]
[null,"Affordable Document Expire Date:",null,"Number of Floors:",null,null,null,null,null,null,null,"ConEd - ","New York State Affordable Multifamily Energy Efficiency Program"]
[null,null,null,null,null,null,null,null,null,null,null,"National Grid -","New York State Affordable Multifamily Energy Efficiency Program"]
[null,"SECTION D: BUILDING SYSTEM INFORMATION",null,null,null,null,null,null,null,null,null,"NYSERDA Statewide - ","New York State Affordable Multifamily Energy Efficiency Program"]
[null,"Heating Equipment Type:",null,"HVAC Type:"]
[null,"Heating Type:",null,"Cooling Type:"]
[null,"DHW Fuel Type:",null,"Fuel Type:"]
[null,"Boiler/Heater is in:",null,"Oil to Gas project?"]
[]
[null,"SECTION E: CONTACT INFORMATION"]
[null,"Building Owner"]
[null,"Company Name","Contact Name","Contact Phone","Contact Email"]
[null,null,null,null,null,null,null,null,null,null,"ERROR LIST"]
[null,"Property Management Co.",null,null,null,null,null,null,null,null,"Customer Info:"]
[null,"Company Name","Contact Name","Contact Phone","Contact Email",null,null,null,null,null,null,null,{"$f":"TRIM(CONCATENATE(\nIF(BuildingID=\"\",\"Building ID\n\",\"\"),IF(WOSelection=\"\",\"Work Order Selection\n\",\"\"),IF(BuildingType=\"\",\"Building Type\n\",\"\"),IF(AuditType=\"\",\"Audit Type\n\",\"\"),IF(TechnicalAssistanceProvider=\"\",\"Technical Assistance Provider\n\",\"\"),IF(MPPtoAMEEP?=\"\",\"NYSERDA MPP to AMEEP transfer?\n\",\"\"),IF(Implementer=\"\",\"Implementer\n\",\"\"),IF(Building_SQFT=\"\",\"Building_SQFT\n\",\"\"),IF(Facility_Type=\"\",\"Facility Type\n\",\"\"),IF(NYSERDAFlexTech=\"\",\"NYSERDA FlexTech Audit/Funding?\n\",\"\"),IF(AMEEPPilot=\"\",\"AMEEP Pilot Program?\n\",\"\"),IF(GasProvider=\"\",\"Gas Provider\n\",\"\"),IF(GasAccName=\"\",\"Gas Account Name\n\",\"\"),IF(GasAcctNo=\"\",\"Gas Account Number\n\",\"\"),IF(Annualized_Thm=\"\",\"Annualized Therm Consumption\n\",\"\"),IF(Telephone=\"\",\"Extract Telephone Number\n\",\"\"),IF(GasAddress=\"\",\"Gas Service Address\n\",\"\"),IF(City=\"\",\"Extract City\n\",\"\"),IF(State=\"\",\"Extract State\n\",\"\"),IF(Zipcode=\"\",\"Extract Zip Code\n\",\"\"),IF(Owner=\"\",\"Portfolio Owner/Company\n\",\"\"),IF(MarketSector=\"\",\"Market Sector\n\",\"\"),IF(AffordableVerifiedDate=\"\",\"Affordable Verified Date\n\",\"\"),IF(NoApartment=\"\",\"Number of Apartments\n\",\"\"),IF(NoFloor=\"\",\"Number of Floors\n\",\"\"),IF(BuildingAge=\"\",\"Building Age\n\",\"\"),IF(HVACType=\"\",\"HVACType\n\",\"\"),IF(CoolingType=\"\",\"Cooling Type\n\",\"\"),IF(HeatingDistributionType=\"\",\"Heating Equipment Type\n\",\"\"),IF(HeatingType=\"\",\"Heating Type\n\",\"\"),IF(DHWFuelType=\"\",\"DHW Fuel Type\n\",\"\"),IF(BoilerHeaterSystem=\"\",\"Boiler/Heater is in:\n\",\"\"),IF(HeatingFuelType=\"\",\"Fuel Type\n\",\"\"),IF(Annual_Steam=\"\",\"Annualized Steam Consumption\n\",\"\"),IF(TentativeInstDate=\"\",\"Tentative Installation Date\n\",\"\"),IF(AND(MidProj=\"Yes\",TentativeMidProjCompleDate=\"\"),\"Tentative Mid Project Completion Date\n\",\"\"),IF(TentativeFinalCompleDate=\"\",\"Tentative Final Completion Date\n\",\"\"),IF(Payee=\"\",\"Payee\n\",\"\"),IF(Payee_Address=\"\",\"Payee_Address\n\",\"\"),IF(TaxPayer_ID=\"\",\"TaxPayer_ID\n\",\"\"),IF(MidProj=\"\",\"Will this project request a Mid Project Payment?\n\",\"\")))","v":"Building ID\nWork Order Selection\nBuilding Type\nImplementer\nBuilding_SQFT\nNYSERDA FlexTech Audit/Funding?\nGas Provider\nGas Account Name\nGas Account Number\nAnnualized Therm Consumption\nExtract Telephone Number\nGas Service Address\nExtract City\nExtract State\nExtract Zip Code\nPortfolio Owner/Company\nAffordable Verified Date\nNumber of Apartments\nNumber of Floors\nBuilding Age\nHVACType\nCooling Type\nHeating Equipment Type\nHeating Type\nDHW Fuel Type\nBoiler/Heater is in:\nFuel Type\nAnnualized Steam Consumption\nTentative Installation Date\nTentative Final Completion Date\nPayee\nPayee_Address\nTaxPayer_ID\n"}]
[]
[null,"Participating Contractor"]
[null,"Company Name","Contact Name","Contact Phone","Contact Email"]
[]
[null,"Superintendent"]
[null,"Company Name","Contact Name","Contact Phone","Contact Email"]
[]
[null,"NYSERDA Flex Tech Consultant/Energy Audit Consultant"]
[null,"Company Name","Contact Name","Contact Phone","Contact Email"]
[]
[null,"Decision Maker",null,null,null,null,null,null,null,null,null,null,{"$f":"IF(ElectricProvider=\"\",\"\",\nTRIM(CONCATENATE(\nIF(ElectricAccNo=\"\",\"Electric Account Number\n\",\"\"),IF(ElectricAddress = \"\",\"Electric Service Address\n\",\"\"),IF(ElectricAccName=\"\",\"Electric Account Name\n\",\"\"),IF(Annualized_kWh=\"\",\"Annualized KWH Consumption\n\",\"\"))))","v":""}]
[null,"Company Name","Contact Name","Contact Phone","Contact Email"]
[null,null,null,null,null,null,null,null,null,null,null,null,{"$f":"IF(AND(OR(Measures!I74=\"Yes\",Measures!I81=\"Yes\",Measures!I82=\"Yes\",Measures!I83=\"Yes\"),'Customer Info'!C62=\"\"),\"Annualized Oil Consumption\",\"\")","v":""}]
[null,"Other",null,null,null,null,null,null,null,null,null,null,{"$f":"IF(OR(OR(B40=\"\",C40=\"\",D40=\"\",E40=\"\"),OR(B43=\"\",C43=\"\",D43=\"\",E43=\"\"),OR(B55=\"\",C55=\"\",D55=\"\",E55=\"\")),\"Building Owner, Property Management, and Decision Maker information needs to be completed\",\"\")","v":"Building Owner, Property Management, and Decision Maker information needs to be completed"}]
[null,"Company Name","Contact Name","Contact Phone","Contact Email",null,null,null,null,null,null,null,{"$f":"IF(OR(B46=\"\",C46=\"\",D46=\"\",E46=\"\"),\"Participating Contractor Contact Information\",\"\")","v":"Participating Contractor Contact Information"}]
[null,null,null,null,null,null,null,null,null,null,"Measures:"]
[null,null,null,null,null,null,null,null,null,null,{"$f":"_xlfn.CONCAT(\nIF(AND(E64=\"Yes\",Measures!Q85=\"Does not qualify for mid-project\"),\"This project does not quality for Mid-Project payment based on measures selected in Measures tab\",\"\"),\nIF(AND(E64=\"No\",SUM(Measures!Q85)>=60),\"Please select 'Yes' for mid-project payment\",\"\"))","v":""}]
[null,"SECTION F: USAGE INFORMATION",null,null,null,null,null,null,null,null,{"$f":"IF(Summary!E7>0.75*Annualized_kWh,\"Total Electric Savings cannot be greater than 75% of Annual Electric Consumption\",\"\")","v":""}]
[null,"Annualized kWH Consumption:",null,"Annualized Therm Consumption:",null,null,null,null,null,null,{"$f":"IF(Summary!E8>0.75*Annualized_Thm,\"Total Gas Savings cannot be greater than 75% of Annual Gas Consumption\",\"\")","v":""}]
[null,"Annualized Oil Consumption:",null,"Annualized Steam Consumption:",null,null,null,null,null,null,{"$f":"IF(Summary!E5<100,\"Not eligible for comprehensive as total points are less than 100\",\"\")","v":""}]
[null,null,null,null,null,null,null,null,null,null,{"$f":"IF(Scope!I5<>\"\",\"Please check the Scope tab and fix all the errors!\",\"\")","v":""}]
[null,"Will this project request a mid-project payment (40% of the total project incentive)?",null,null,"No"]
[null,"* NOTE: If yes: please enter tentative mid-project completion date (when measures comprising 60% of the total project points will be completed)"]
[]
[null,"SECTION G: INSTALLATION TIMELINE",null,null,null,null,null,null,null,null,"Tool Protection Status:"]
[null,"Tentative Installation Start Date:",null,"Tentative Final Completion Date:"]
[null,"Tentative Mid Project Completion Date:"]
[]
[null,"SECTION H: ASSIGNMENT OF INCENTIVE"]
[null,"Payee:"]
[null,"Tax Payer ID:"]
[null,"Payee Adress:"]
[]
[null,"Please provide information on any other Energy Efficiency Programs that the building has or will be participating in"]
[]
[null,"Notes:"]
[]
[]
[]
[]
[]
[null,"For Willdan ONLY"]
[null,"MFCompNo:",null,"Assigned Engineer:"]
[null,"Initial Review Start Date:",null,"Willdan Desk Review Start Date:"]
[null,"Utility Desk Review?",null,"Utility Desk Review Date:"]
[null,"Measurement & Verification? Y/N","No","Reason: "]
[null,"Calculations Submitted:"]

{"sheet":"Scope","index":1,"n_rows":72,"n_cols":16,"rows_kept":72,"cut":false,"hidden":false,"merged":[[71,1,76,9],[59,1,70,1],[6,2,8,2],[9,2,19,2],[53,2,56,2],[69,2,70,2],[50,2,52,2],[57,2,58,2],[59,2,60,2],[61,2,64,2],[65,2,68,2],[36,2,37,2],[38,2,40,2],[41,2,49,2],[1,1,2,9],[4,8,4,9],[6,1,34,1],[35,1,58,1],[5,14,5,15],[5,12,5,13],[11,11,12,15],[20,2,27,2],[29,2,34,2]]}
[]
[null,"AMEEP Comprehensive Measures Selection"]
[]
[null,null,null,null,null,null,null,null,{"$f":"COUNTIFS(I7:I71,\"<>Yes\",I7:I71,\"<>No\",I7:I71,\"<>\")","v":0},{"$f":"COUNTIFS(J7:J71,\"<>Yes\",J7:J71,\"<>No\",J7:J71,\"<>\")","v":0}]
[null,null,null,null,null,null,null,null,{"$f":"IF(OR(I4>0,J4>0),\"Please SELECT either Yes or No!\",\"\")","v":""}]
[null,"Saving Category","Measure Category","Measure Name","Measure Name in AMMEP Mannual","Points","Building Installation Minimum","Previous Installation Maximum","Select Measure for Project Scope?","Select Measure for Mid-Project Scope?",null,null,"Points Selected",null,"Points Effictive"]
[null,"Electric Saving Measures","Appliances","Dishwashers",{"$f":"INDEX(CompMeasures[],MATCH($D7,CompMeasures[Measure Name],0),MATCH(\"Measure Name in AMEEP Program Manual\",CompMeasures[#Headers],0))","v":"Dishwashers"},{"$f":"INDEX(CompMeasures[],MATCH($D7,CompMeasures[Measure Name],0),MATCH(\"Points\",CompMeasures[#Headers],0))","v":5},{"$f":"IF(VLOOKUP($D7,Measures!$A$15:$L$83,11,FALSE)<>\"\",VLOOKUP($D7,Measures!$A$15:$L$83,11,FALSE),\"\")","v":"100% of common area appliances AND 70% of apartment appliances"},{"$f":"IF(VLOOKUP($D7,Measures!$A$15:$L$83,12,FALSE)<>\"\",VLOOKUP($D7,Measures!$A$15:$L$83,12,FALSE),\"\")","v":"30% of all appliances in the building"},null,null,null,null,"Project","Mid-Project","Project","Mid-Project"]
[null,null,null,"Refrigerators",{"$f":"INDEX(CompMeasures[],MATCH($D8,CompMeasures[Measure Name],0),MATCH(\"Measure Name in AMEEP Program Manual\",CompMeasures[#Headers],0))","v":"Refrigerators"},{"$f":"INDEX(CompMeasures[],MATCH($D8,CompMeasures[Measure Name],0),MATCH(\"Points\",CompMeasures[#Headers],0))","v":5},{"$f":"IF(VLOOKUP($D8,Measures!$A$15:$L$83,11,FALSE)<>\"\",VLOOKUP($D8,Measures!$A$15:$L$83,11,FALSE),\"\")","v":""},{"$f":"IF(VLOOKUP($D8,Measures!$A$15:$L$83,12,FALSE)<>\"\",VLOOKUP($D8,Measures!$A$15:$L$83,12,FALSE),\"\")","v":""},null,null,null,"Electric Saving Measures",{"$f":"SUMIFS($F$7:$F$35,$I$7:$I$35,\"Yes\")","v":0},{"$f":"SUMIFS($F$7:$F$35,$J$7:$J$35,\"Yes\")","v":0},{"$f":"Measures!$P$44","v":0},{"$f":"Measures!$Q$44","v":0}]
[null,null,null,"Washers",{"$f":"INDEX(CompMeasures[],MATCH($D9,CompMeasures[Measure Name],0),MATCH(\"Measure Name in AMEEP Program Manual\",CompMeasures[#Headers],0))","v":"Washers"},{"$f":"INDEX(CompMeasures[],MATCH($D9,CompMeasures[Measure Name],0),MATCH(\"Points\",CompMeasures[#Headers],0))","v":5},{"$f":"IF(VLOOKUP($D9,Measures!$A$15:$L$83,11,FALSE)<>\"\",VLOOKUP($D9,Measures!$A$15:$L$83,11,FALSE),\"\")","v":""},{"$f":"IF(VLOOKUP($D9,Measures!$A$15:$L$83,12,FALSE)<>\"\",VLOOKUP($D9,Measures!$A$15:$L$83,12,FALSE),\"\")","v":""},null,null,null,"Gas Saving Measures",{"$f":"SUMIFS($F$36:$F$59,$I$36:$I$59,\"Yes\")","v":0},{"$f":"SUMIFS($F$36:$F$59,$J$36:$J$59,\"Yes\")","v":0},{"$f":"Measures!$P$70","v":0},{"$f":"Measures!$Q$70","v":0}]
[null,null,"Common area lighting","Bi-level fixtures - parking lot *",{"$f":"INDEX(CompMeasures[],MATCH($D10,CompMeasures[Measure Name],0),MATCH(\"Measure Name in AMEEP Program Manual\",CompMeasures[#Headers],0))","v":"Bi-level fixtures - parking lot*"},{"$f":"INDEX(CompMeasures[],MATCH($D10,CompMeasures[Measure Name],0),MATCH(\"Points\",CompMeasures[#Headers],0))","v":5},{"$f":"IF(VLOOKUP($D10,Measures!$A$15:$L$83,11,FALSE)<>\"\",VLOOKUP($D10,Measures!$A$15:$L$83,11,FALSE),\"\")","v":"No remaining fluorescent or incandescent lamps that are on for >1hr/day in all common areas."},{"$f":"IF(VLOOKUP($D10,Measures!$A$15:$L$83,12,FALSE)<>\"\",VLOOKUP($D10,Measures!$A$15:$L$83,12,FALSE),\"\")","v":"40% of fixtures"},null,null,null,"Electric & Gas Saving Measures",{"$f":"SUMIFS($F$60:$F$71,$I$60:$I$71,\"Yes\")","v":0},{"$f":"SUMIFS($F$60:$F$71,$J$60:$J$71,\"Yes\")","v":0},{"$f":"Measures!$P$84","v":0},{"$f":"Measures!$Q$84","v":0}]
[null,null,null,"Bi-level fixtures - stairwell, corridor, parking garage *",{"$f":"INDEX(CompMeasures[],MATCH($D11,CompMeasures[Measure Name],0),MATCH(\"Measure Name in AMEEP Program Manual\",CompMeasures[#Headers],0))","v":"Bi-level fixtures - stairwell, corridor, parking garage*"},{"$f":"INDEX(CompMeasures[],MATCH($D11,CompMeasures[Measure Name],0),MATCH(\"Points\",CompMeasures[#Headers],0))","v":5},{"$f":"IF(VLOOKUP($D11,Measures!$A$15:$L$83,11,FALSE)<>\"\",VLOOKUP($D11,Measures!$A$15:$L$83,11,FALSE),\"\")","v":""},{"$f":"IF(VLOOKUP($D11,Measures!$A$15:$L$83,12,FALSE)<>\"\",VLOOKUP($D11,Measures!$A$15:$L$83,12,FALSE),\"\")","v":""},null,null,null,"Total",{"$f":"SUMIFS($F$7:$F$1048576,$I$7:$I$1048576,\"Yes\")","v":0},{"$f":"SUMIFS($F$7:$F$1048576,$J$7:$J$1048576,\"Yes\")","v":0},{"$f":"SUM(O8:O10)","v":0},{"$f":"IF(Measures!$Q$85<>\"\",Measures!$Q$85,0)","v":0}]
[null,null,null,"Exterior fixture HID less than or equal to 100 W *",{"$f":"INDEX(CompMeasures[],MATCH($D12,CompMeasures[Measure Name],0),MATCH(\"Measure Name in AMEEP Program Manual\",CompMeasures[#Headers],0))","v":"Exterior fixture HID less than or equal to 100 W*"},{"$f":"INDEX(CompMeasures[],MATCH($D12,CompMeasures[Measure Name],0),MATCH(\"Points\",CompMeasures[#Headers],0))","v":5},{"$f":"IF(VLOOKUP($D12,Measures!$A$15:$L$83,11,FALSE)<>\"\",VLOOKUP($D12,Measures!$A$15:$L$83,11,FALSE),\"\")","v":""},{"$f":"IF(VLOOKUP($D12,Measures!$A$15:$L$83,12,FALSE)<>\"\",VLOOKUP($D12,Measures!$A$15:$L$83,12,FALSE),\"\")","v":""},null,null,null,"Note: Points selected are subject to specific program requirements to be valid. Please refer to the \"Measures\" tab to see if selected points are actually effictive."]
[null,null,null,"Exterior fixture HID over 100 W *",{"$f":"INDEX(CompMeasures[],MATCH($D13,CompMeasures[Measure Name],0),MATCH(\"Measure Name in AMEEP Program Manual\",CompMeasures[#Headers],0))","v":"Exterior fixture HID over 100 W*"},{"$f":"INDEX(CompMeasures[],MATCH($D13,CompMeasures[Measure Name],0),MATCH(\"Points\",CompMeasures[#Headers],0))","v":5},{"$f":"IF(VLOOKUP($D13,Measures!$A$15:$L$83,11,FALSE)<>\"\",VLOOKUP($D13,Measures!$A$15:$L$83,11,FALSE),\"\")","v":""},{"$f":"IF(VLOOKUP($D13,Measures!$A$15:$L$83,12,FALSE)<>\"\",VLOOKUP($D13,Measures!$A$15:$L$83,12,FALSE),\"\")","v":""}]
[null,null,null,"Exterior fixture non-HID fixture replacing screw-in/pin-based lamp *",{"$f":"INDEX(CompMeasures[],MATCH($D14,CompMeasures[Measure Name],0),MATCH(\"Measure Name in AMEEP Program Manual\",CompMeasures[#Headers],0))","v":"Exterior fixture non-HID fixture replacing screw-in/pin-based lamp*"},{"$f":"INDEX(CompMeasures[],MATCH($D14,CompMeasures[Measure Name],0),MATCH(\"Points\",CompMeasures[#Headers],0))","v":5},{"$f":"IF(VLOOKUP($D14,Measures!$A$15:$L$83,11,FALSE)<>\"\",VLOOKUP($D14,Measures!$A$15:$L$83,11,FALSE),\"\")","v":""},{"$f":"IF(VLOOKUP($D14,Measures!$A$15:$L$83,12,FALSE)<>\"\",VLOOKUP($D14,Measures!$A$15:$L$83,12,FALSE),\"\")","v":""}]
[null,null,null,"Interior fixtures *",{"$f":"INDEX(CompMeasures[],MATCH($D15,CompMeasures[Measure Name],0),MATCH(\"Measure Name in AMEEP Program Manual\",CompMeasures[#Headers],0))","v":"Interior fixtures*"},{"$f":"INDEX(CompMeasures[],MATCH($D15,CompMeasures[Measure Name],0),MATCH(\"Points\",CompMeasures[#Headers],0))","v":5},{"$f":"IF(VLOOKUP($D15,Measures!$A$15:$L$83,11,FALSE)<>\"\",VLOOKUP($D15,Measures!$A$15:$L$83,11,FALSE),\"\")","v":""},{"$f":"IF(VLOOKUP($D15,Measures!$A$15:$L$83,12,FALSE)<>\"\",VLOOKUP($D15,Measures!$A$15:$L$83,12,FALSE),\"\")","v":""}]
[null,null,null,"LED exit signs *",{"$f":"INDEX(CompMeasures[],MATCH($D16,CompMeasures[Measure Name],0),MATCH(\"Measure Name in AMEEP Program Manual\",CompMeasures[#Headers],0))","v":"LED exit signs*"},{"$f":"INDEX(CompMeasures[],MATCH($D16,CompMeasures[Measure Name],0),MATCH(\"Points\",CompMeasures[#Headers],0))","v":5},{"$f":"IF(VLOOKUP($D16,Measures!$A$15:$L$83,11,FALSE)<>\"\",VLOOKUP($D16,Measures!$A$15:$L$83,11,FALSE),\"\")","v":""},{"$f":"IF(VLOOKUP($D16,Measures!$A$15:$L$83,12,FALSE)<>\"\",VLOOKUP($D16,Measures!$A$15:$L$83,12,FALSE),\"\")","v":""}]
[null,null,null,"Occupancy sensors *",{"$f":"INDEX(CompMeasures[],MATCH($D17,CompMeasures[Measure Name],0),MATCH(\"Measure Name in AMEEP Program Manual\",CompMeasures[#Headers],0))","v":"Occupancy sensors*"},{"$f":"INDEX(CompMeasures[],MATCH($D17,CompMeasures[Measure Name],0),MATCH(\"Points\",CompMeasures[#Headers],0))","v":5},{"$f":"IF(VLOOKUP($D17,Measures!$A$15:$L$83,11,FALSE)<>\"\",VLOOKUP($D17,Measures!$A$15:$L$83,11,FALSE),\"\")","v":""},{"$f":"IF(VLOOKUP($D17,Measures!$A$15:$L$83,12,FALSE)<>\"\",VLOOKUP($D17,Measures!$A$15:$L$83,12,FALSE),\"\")","v":""}]
[null,null,null,"Relamp and reballasting, retrofit kits *",{"$f":"INDEX(CompMeasures[],MATCH($D18,CompMeasures[Measure Name],0),MATCH(\"Measure Name in AMEEP Program Manual\",CompMeasures[#Headers],0))","v":"Relamp and reballasting, retrofit kits*"},{"$f":"INDEX(CompMeasures[],MATCH($D18,CompMeasures[Measure Name],0),MATCH(\"Points\",CompMeasures[#Headers],0))","v":5},{"$f":"IF(VLOOKUP($D18,Measures!$A$15:$L$83,11,FALSE)<>\"\",VLOOKUP($D18,Measures!$A$15:$L$83,11,FALSE),\"\")","v":""},{"$f":"IF(VLOOKUP($D18,Measures!$A$15:$L$83,12,FALSE)<>\"\",VLOOKUP($D18,Measures!$A$15:$L$83,12,FALSE),\"\")","v":""}]
[null,null,null,"Screw-in lamps *",{"$f":"INDEX(CompMeasures[],MATCH($D19,CompMeasures[Measure Name],0),MATCH(\"Measure Name in AMEEP Program Manual\",CompMeasures[#Headers],0))","v":"Screw-in lamps*"},{"$f":"INDEX(CompMeasures[],MATCH($D19,CompMeasures[Measure Name],0),MATCH(\"Points\",CompMeasures[#Headers],0))","v":5},{"$f":"IF(VLOOKUP($D19,Measures!$A$15:$L$83,11,FALSE)<>\"\",VLOOKUP($D19,Measures!$A$15:$L$83,11,FALSE),\"\")","v":""},{"$f":"IF(VLOOKUP($D19,Measures!$A$15:$L$83,12,FALSE)<>\"\",VLOOKUP($D19,Measures!$A$15:$L$83,12,FALSE),\"\")","v":""}]
[null,null,null,"Tube lamps *",{"$f":"INDEX(CompMeasures[],MATCH($D20,CompMeasures[Measure Name],0),MATCH(\"Measure Name in AMEEP Program Manual\",CompMeasures[#Headers],0))","v":"Tube lamps*"},{"$f":"INDEX(CompMeasures[],MATCH($D20,CompMeasures[Measure Name],0),MATCH(\"Points\",CompMeasures[#Headers],0))","v":5},{"$f":"IF(VLOOKUP($D20,Measures!$A$15:$L$83,11,FALSE)<>\"\",VLOOKUP($D20,Measures!$A$15:$L$83,11,FALSE),\"\")","v":""},{"$f":"IF(VLOOKUP($D20,Measures!$A$15:$L$83,12,FALSE)<>\"\",VLOOKUP($D20,Measures!$A$15:$L$83,12,FALSE),\"\")","v":""}]
[null,null,"HVAC","Air compressors",{"$f":"INDEX(CompMeasures[],MATCH($D21,CompMeasures[Measure Name],0),MATCH(\"Measure Name in AMEEP Program Manual\",CompMeasures[#Headers],0))","v":"Air compressors"},{"$f":"INDEX(CompMeasures[],MATCH($D21,CompMeasures[Measure Name],0),MATCH(\"Points\",CompMeasures[#Headers],0))","v":10},{"$f":"IF(VLOOKUP($D21,Measures!$A$15:$L$83,11,FALSE)<>\"\",VLOOKUP($D21,Measures!$A$15:$L$83,11,FALSE),\"\")","v":"100% of three phase motors >1hp that run more than 100 hours/year must upgraded to NEMA premium"},{"$f":"IF(VLOOKUP($D21,Measures!$A$15:$L$83,12,FALSE)<>\"\",VLOOKUP($D21,Measures!$A$15:$L$83,12,FALSE),\"\")","v":0.3}]
[null,null,null,"Air handlers",{"$f":"INDEX(CompMeasures[],MATCH($D22,CompMeasures[Measure Name],0),MATCH(\"Measure Name in AMEEP Program Manual\",CompMeasures[#Headers],0))","v":"Air handlers"},{"$f":"INDEX(CompMeasures[],MATCH($D22,CompMeasures[Measure Name],0),MATCH(\"Points\",CompMeasures[#Headers],0))","v":10},{"$f":"IF(VLOOKUP($D22,Measures!$A$15:$L$83,11,FALSE)<>\"\",VLOOKUP($D22,Measures!$A$15:$L$83,11,FALSE),\"\")","v":"The system must serve at least 50% of the conditioned space in the building."},{"$f":"IF(VLOOKUP($D22,Measures!$A$15:$L$83,12,FALSE)<>\"\",VLOOKUP($D22,Measures!$A$15:$L$83,12,FALSE),\"\")","v":0}]
[null,null,null,"Exhaust fans",{"$f":"INDEX(CompMeasures[],MATCH($D23,CompMeasures[Measure Name],0),MATCH(\"Measure Name in AMEEP Program Manual\",CompMeasures[#Headers],0))","v":"Exhaust fans"},{"$f":"INDEX(CompMeasures[],MATCH($D23,CompMeasures[Measure Name],0),MATCH(\"Points\",CompMeasures[#Headers],0))","v":10},{"$f":"IF(VLOOKUP($D23,Measures!$A$15:$L$83,11,FALSE)<>\"\",VLOOKUP($D23,Measures!$A$15:$L$83,11,FALSE),\"\")","v":"100% of three phase motors >1hp that run more than 100 hours/year must upgraded to NEMA premium"},{"$f":"IF(VLOOKUP($D23,Measures!$A$15:$L$83,12,FALSE)<>\"\",VLOOKUP($D23,Measures!$A$15:$L$83,12,FALSE),\"\")","v":0.3}]
[null,null,null,"Central air conditioning",{"$f":"INDEX(CompMeasures[],MATCH($D24,CompMeasures[Measure Name],0),MATCH(\"Measure Name in AMEEP Program Manual\",CompMeasures[#Headers],0))","v":"Central air conditioning"},{"$f":"INDEX(CompMeasures[],MATCH($D24,CompMeasures[Measure Name],0),MATCH(\"Points\",CompMeasures[#Headers],0))","v":20},{"$f":"IF(VLOOKUP($D24,Measures!$A$15:$L$83,11,FALSE)<>\"\",VLOOKUP($D24,Measures!$A$15:$L$83,11,FALSE),\"\")","v":"The system must serve at least 50% of the conditioned space in the building."},{"$f":"IF(VLOOKUP($D24,Measures!$A$15:$L$83,12,FALSE)<>\"\",VLOOKUP($D24,Measures!$A$15:$L$83,12,FALSE),\"\")","v":0}]
[null,null,null,"Cooling tower",{"$f":"INDEX(CompMeasures[],MATCH($D25,CompMeasures[Measure Name],0),MATCH(\"Measure Name in AMEEP Program Manual\",CompMeasures[#Headers],0))","v":"Cooling tower"},{"$f":"INDEX(CompMeasures[],MATCH($D25,CompMeasures[Measure Name],0),MATCH(\"Points\",CompMeasures[#Headers],0))","v":20},{"$f":"IF(VLOOKUP($D25,Measures!$A$15:$L$83,11,FALSE)<>\"\",VLOOKUP($D25,Measures!$A$15:$L$83,11,FALSE),\"\")","v":""},{"$f":"IF(VLOOKUP($D25,Measures!$A$15:$L$83,12,FALSE)<>\"\",VLOOKUP($D25,Measures!$A$15:$L$83,12,FALSE),\"\")","v":""}]
[null,null,null,"Ventilation Overhaul",{"$f":"INDEX(CompMeasures[],MATCH($D26,CompMeasures[Measure Name],0),MATCH(\"Measure Name in AMEEP Program Manual\",CompMeasures[#Headers],0))","v":"Ventilation overhaul"},{"$f":"INDEX(CompMeasures[],MATCH($D26,CompMeasures[Measure Name],0),MATCH(\"Points\",CompMeasures[#Headers],0))","v":20},{"$f":"IF(VLOOKUP($D26,Measures!$A$15:$L$83,11,FALSE)<>\"\",VLOOKUP($D26,Measures!$A$15:$L$83,11,FALSE),\"\")","v":"1.\tKitchens and bathrooms shall be continuously ventilated to a minimum of 25 CFM and 20 CFM, respectively.\n2.\tAdjustable constant airflow regulators (CARs) are required to maintain balanced operation.  CARs must be installed in 70% of apartment exhaust grills and 100% of common area supply and exhaust grills.\n3.\t Seal all central ventilation duct work (e.g. aerosolized sealant product) to meet duct leakage limit of 5 CFM50 per register + 5 CFM50/floor leakage OR a maximum leakage of 10% of total design air flow for system, whichever is lower."},{"$f":"IF(VLOOKUP($D26,Measures!$A$15:$L$83,12,FALSE)<>\"\",VLOOKUP($D26,Measures!$A$15:$L$83,12,FALSE),\"\")","v":0}]
[null,null,null,"Packaged terminal air conditioner",{"$f":"INDEX(CompMeasures[],MATCH($D27,CompMeasures[Measure Name],0),MATCH(\"Measure Name in AMEEP Program Manual\",CompMeasures[#Headers],0))","v":"Packaged terminal air conditioner"},{"$f":"INDEX(CompMeasures[],MATCH($D27,CompMeasures[Measure Name],0),MATCH(\"Points\",CompMeasures[#Headers],0))","v":20},{"$f":"IF(VLOOKUP($D27,Measures!$A$15:$L$83,11,FALSE)<>\"\",VLOOKUP($D27,Measures!$A$15:$L$83,11,FALSE),\"\")","v":"The system must serve at least 50% of the conditioned space in the building."},{"$f":"IF(VLOOKUP($D27,Measures!$A$15:$L$83,12,FALSE)<>\"\",VLOOKUP($D27,Measures!$A$15:$L$83,12,FALSE),\"\")","v":0}]
[null,null,null,"VRF cooling only",{"$f":"INDEX(CompMeasures[],MATCH($D28,CompMeasures[Measure Name],0),MATCH(\"Measure Name in AMEEP Program Manual\",CompMeasures[#Headers],0))","v":"VRF cooling only"},{"$f":"INDEX(CompMeasures[],MATCH($D28,CompMeasures[Measure Name],0),MATCH(\"Points\",CompMeasures[#Headers],0))","v":20},{"$f":"IF(VLOOKUP($D28,Measures!$A$15:$L$83,11,FALSE)<>\"\",VLOOKUP($D28,Measures!$A$15:$L$83,11,FALSE),\"\")","v":""},{"$f":"IF(VLOOKUP($D28,Measures!$A$15:$L$83,12,FALSE)<>\"\",VLOOKUP($D28,Measures!$A$15:$L$83,12,FALSE),\"\")","v":""}]
[null,null,"In-unit","LED lamps",{"$f":"INDEX(CompMeasures[],MATCH($D29,CompMeasures[Measure Name],0),MATCH(\"Measure Name in AMEEP Program Manual\",CompMeasures[#Headers],0))","v":"LED lamps"},{"$f":"INDEX(CompMeasures[],MATCH($D29,CompMeasures[Measure Name],0),MATCH(\"Points\",CompMeasures[#Headers],0))","v":5},{"$f":"IF(VLOOKUP($D29,Measures!$A$15:$L$83,11,FALSE)<>\"\",VLOOKUP($D29,Measures!$A$15:$L$83,11,FALSE),\"\")","v":"70% of apartments"},{"$f":"IF(VLOOKUP($D29,Measures!$A$15:$L$83,12,FALSE)<>\"\",VLOOKUP($D29,Measures!$A$15:$L$83,12,FALSE),\"\")","v":"30% of the building’s total apartments "}]
[null,null,"Motors and drives","Blower fan – with electronically commutated (EC) motor for furnace distribution",{"$f":"INDEX(CompMeasures[],MATCH($D30,CompMeasures[Measure Name],0),MATCH(\"Measure Name in AMEEP Program Manual\",CompMeasures[#Headers],0))","v":"EC Motors"},{"$f":"INDEX(CompMeasures[],MATCH($D30,CompMeasures[Measure Name],0),MATCH(\"Points\",CompMeasures[#Headers],0))","v":10},{"$f":"IF(VLOOKUP($D30,Measures!$A$15:$L$83,11,FALSE)<>\"\",VLOOKUP($D30,Measures!$A$15:$L$83,11,FALSE),\"\")","v":"100% of three phase motors >1hp that run more than 100 hours/year must upgraded to NEMA premium"},{"$f":"IF(VLOOKUP($D30,Measures!$A$15:$L$83,12,FALSE)<>\"\",VLOOKUP($D30,Measures!$A$15:$L$83,12,FALSE),\"\")","v":0.3}]
[null,null,null,"Pumps - Hydronic Space Conditioning",{"$f":"INDEX(CompMeasures[],MATCH($D31,CompMeasures[Measure Name],0),MATCH(\"Measure Name in AMEEP Program Manual\",CompMeasures[#Headers],0))","v":"Pumps - Hydronic Space Conditioning"},{"$f":"INDEX(CompMeasures[],MATCH($D31,CompMeasures[Measure Name],0),MATCH(\"Points\",CompMeasures[#Headers],0))","v":10},{"$f":"IF(VLOOKUP($D31,Measures!$A$15:$L$83,11,FALSE)<>\"\",VLOOKUP($D31,Measures!$A$15:$L$83,11,FALSE),\"\")","v":""},{"$f":"IF(VLOOKUP($D31,Measures!$A$15:$L$83,12,FALSE)<>\"\",VLOOKUP($D31,Measures!$A$15:$L$83,12,FALSE),\"\")","v":""}]
[null,null,null,"Pumps - Domestic Water Usage",{"$f":"INDEX(CompMeasures[],MATCH($D32,CompMeasures[Measure Name],0),MATCH(\"Measure Name in AMEEP Program Manual\",CompMeasures[#Headers],0))","v":"Pumps - Domestic Water Usage"},{"$f":"INDEX(CompMeasures[],MATCH($D32,CompMeasures[Measure Name],0),MATCH(\"Points\",CompMeasures[#Headers],0))","v":10},{"$f":"IF(VLOOKUP($D32,Measures!$A$15:$L$83,11,FALSE)<>\"\",VLOOKUP($D32,Measures!$A$15:$L$83,11,FALSE),\"\")","v":""},{"$f":"IF(VLOOKUP($D32,Measures!$A$15:$L$83,12,FALSE)<>\"\",VLOOKUP($D32,Measures!$A$15:$L$83,12,FALSE),\"\")","v":""}]
[null,null,null,"Motors",{"$f":"INDEX(CompMeasures[],MATCH($D33,CompMeasures[Measure Name],0),MATCH(\"Measure Name in AMEEP Program Manual\",CompMeasures[#Headers],0))","v":"Motors"},{"$f":"INDEX(CompMeasures[],MATCH($D33,CompMeasures[Measure Name],0),MATCH(\"Points\",CompMeasures[#Headers],0))","v":10},{"$f":"IF(VLOOKUP($D33,Measures!$A$15:$L$83,11,FALSE)<>\"\",VLOOKUP($D33,Measures!$A$15:$L$83,11,FALSE),\"\")","v":""},{"$f":"IF(VLOOKUP($D33,Measures!$A$15:$L$83,12,FALSE)<>\"\",VLOOKUP($D33,Measures!$A$15:$L$83,12,FALSE),\"\")","v":""}]
[null,null,null,"VFD",{"$f":"INDEX(CompMeasures[],MATCH($D34,CompMeasures[Measure Name],0),MATCH(\"Measure Name in AMEEP Program Manual\",CompMeasures[#Headers],0))","v":"VFD"},{"$f":"INDEX(CompMeasures[],MATCH($D34,CompMeasures[Measure Name],0),MATCH(\"Points\",CompMeasures[#Headers],0))","v":10},{"$f":"IF(VLOOKUP($D34,Measures!$A$15:$L$83,11,FALSE)<>\"\",VLOOKUP($D34,Measures!$A$15:$L$83,11,FALSE),\"\")","v":"See Section 7 in Program Manual"},{"$f":"IF(VLOOKUP($D34,Measures!$A$15:$L$83,12,FALSE)<>\"\",VLOOKUP($D34,Measures!$A$15:$L$83,12,FALSE),\"\")","v":0.3}]
[null,null,null,"Elevator modernization",{"$f":"INDEX(CompMeasures[],MATCH($D35,CompMeasures[Measure Name],0),MATCH(\"Measure Name in AMEEP Program Manual\",CompMeasures[#Headers],0))","v":"Elevator modernization"},{"$f":"INDEX(CompMeasures[],MATCH($D35,CompMeasures[Measure Name],0),MATCH(\"Points\",CompMeasures[#Headers],0))","v":20},{"$f":"IF(VLOOKUP($D35,Measures!$A$15:$L$83,11,FALSE)<>\"\",VLOOKUP($D35,Measures!$A$15:$L$83,11,FALSE),\"\")","v":"100% of elevators in the building "},{"$f":"IF(VLOOKUP($D35,Measures!$A$15:$L$83,12,FALSE)<>\"\",VLOOKUP($D35,Measures!$A$15:$L$83,12,FALSE),\"\")","v":0.25}]
[null,"Gas Saving Measures","Air sealing","Air sealing package: door weather stripping, door sweep, door threshold/extender, door replacement, window repair, fixed louver partial cover, seal air leaks with foam sealant",{"$f":"INDEX(CompMeasures[],MATCH($D36,CompMeasures[Measure Name],0),MATCH(\"Measure Name in AMEEP Program Manual\",CompMeasures[#Headers],0))","v":"Air sealing package: door weather stripping, door sweep, door threshold/extender, door replacement, window repair, fixed louver partial cover, seal air leaks with foam sealant"},{"$f":"INDEX(CompMeasures[],MATCH($D36,CompMeasures[Measure Name],0),MATCH(\"Points\",CompMeasures[#Headers],0))","v":10},{"$f":"IF(VLOOKUP($D36,Measures!$A$15:$L$83,11,FALSE)<>\"\",VLOOKUP($D36,Measures!$A$15:$L$83,11,FALSE),\"\")","v":"See Section 7 in Program Manual"},{"$f":"IF(VLOOKUP($D36,Measures!$A$15:$L$83,12,FALSE)<>\"\",VLOOKUP($D36,Measures!$A$15:$L$83,12,FALSE),\"\")","v":"30% of each air sealing as described in the Program Manual (to be evaluated based on the survey provided based on technical requirements in the Program Manual)"}]
[null,null,"Clean and tune","Boiler clean and tune",{"$f":"INDEX(CompMeasures[],MATCH($D37,CompMeasures[Measure Name],0),MATCH(\"Measure Name in AMEEP Program Manual\",CompMeasures[#Headers],0))","v":"Boiler clean and tune"},{"$f":"INDEX(CompMeasures[],MATCH($D37,CompMeasures[Measure Name],0),MATCH(\"Points\",CompMeasures[#Headers],0))","v":5},{"$f":"IF(VLOOKUP($D37,Measures!$A$15:$L$83,11,FALSE)<>\"\",VLOOKUP($D37,Measures!$A$15:$L$83,11,FALSE),\"\")","v":"100% for central systems; 70% if boiler/furnace is in-unit"},{"$f":"IF(VLOOKUP($D37,Measures!$A$15:$L$83,12,FALSE)<>\"\",VLOOKUP($D37,Measures!$A$15:$L$83,12,FALSE),\"\")","v":"0% for central systems; 30% if boiler/furnace is in-unit "}]
[null,null,null,"Furnace clean and tune",{"$f":"INDEX(CompMeasures[],MATCH($D38,CompMeasures[Measure Name],0),MATCH(\"Measure Name in AMEEP Program Manual\",CompMeasures[#Headers],0))","v":"Furnace clean and tune"},{"$f":"INDEX(CompMeasures[],MATCH($D38,CompMeasures[Measure Name],0),MATCH(\"Points\",CompMeasures[#Headers],0))","v":5},{"$f":"IF(VLOOKUP($D38,Measures!$A$15:$L$83,11,FALSE)<>\"\",VLOOKUP($D38,Measures!$A$15:$L$83,11,FALSE),\"\")","v":""},{"$f":"IF(VLOOKUP($D38,Measures!$A$15:$L$83,12,FALSE)<>\"\",VLOOKUP($D38,Measures!$A$15:$L$83,12,FALSE),\"\")","v":""}]
[null,null,"Domestic hot water","Domestic hot water - indirect water heater",{"$f":"INDEX(CompMeasures[],MATCH($D39,CompMeasures[Measure Name],0),MATCH(\"Measure Name in AMEEP Program Manual\",CompMeasures[#Headers],0))","v":"Domestic hot water - indirect water heater"},{"$f":"INDEX(CompMeasures[],MATCH($D39,CompMeasures[Measure Name],0),MATCH(\"Points\",CompMeasures[#Headers],0))","v":30},{"$f":"IF(VLOOKUP($D39,Measures!$A$15:$L$83,11,FALSE)<>\"\",VLOOKUP($D39,Measures!$A$15:$L$83,11,FALSE),\"\")","v":"For central systems, 100% of the main system that serves the apartments must be updated.  For unitary systems, 70% of the apartment water heaters must be updated. "},{"$f":"IF(VLOOKUP($D39,Measures!$A$15:$L$83,12,FALSE)<>\"\",VLOOKUP($D39,Measures!$A$15:$L$83,12,FALSE),\"\")","v":"0% of central systems, except for systems of more than 1 unit where the requirement will be 30% of the central system ,\n30% of in-unit water heaters "}]
[null,null,null,"Domestic hot water - instantaneous domestic water heater",{"$f":"INDEX(CompMeasures[],MATCH($D40,CompMeasures[Measure Name],0),MATCH(\"Measure Name in AMEEP Program Manual\",CompMeasures[#Headers],0))","v":"Domestic hot water - instantaneous domestic water heater"},{"$f":"INDEX(CompMeasures[],MATCH($D40,CompMeasures[Measure Name],0),MATCH(\"Points\",CompMeasures[#Headers],0))","v":30},{"$f":"IF(VLOOKUP($D40,Measures!$A$15:$L$83,11,FALSE)<>\"\",VLOOKUP($D40,Measures!$A$15:$L$83,11,FALSE),\"\")","v":""},{"$f":"IF(VLOOKUP($D40,Measures!$A$15:$L$83,12,FALSE)<>\"\",VLOOKUP($D40,Measures!$A$15:$L$83,12,FALSE),\"\")","v":""}]
[null,null,null,"Domestic hot water - storage tank water heater",{"$f":"INDEX(CompMeasures[],MATCH($D41,CompMeasures[Measure Name],0),MATCH(\"Measure Name in AMEEP Program Manual\",CompMeasures[#Headers],0))","v":"Domestic hot water - storage tank water heater"},{"$f":"INDEX(CompMeasures[],MATCH($D41,CompMeasures[Measure Name],0),MATCH(\"Points\",CompMeasures[#Headers],0))","v":30},{"$f":"IF(VLOOKUP($D41,Measures!$A$15:$L$83,11,FALSE)<>\"\",VLOOKUP($D41,Measures!$A$15:$L$83,11,FALSE),\"\")","v":""},{"$f":"IF(VLOOKUP($D41,Measures!$A$15:$L$83,12,FALSE)<>\"\",VLOOKUP($D41,Measures!$A$15:$L$83,12,FALSE),\"\")","v":""}]
[null,null,"HVAC","Master venting**",{"$f":"INDEX(CompMeasures[],MATCH($D42,CompMeasures[Measure Name],0),MATCH(\"Measure Name in AMEEP Program Manual\",CompMeasures[#Headers],0))","v":"Master venting**"},{"$f":"INDEX(CompMeasures[],MATCH($D42,CompMeasures[Measure Name],0),MATCH(\"Points\",CompMeasures[#Headers],0))","v":5},{"$f":"IF(VLOOKUP($D42,Measures!$A$15:$L$83,11,FALSE)<>\"\",VLOOKUP($D42,Measures!$A$15:$L$83,11,FALSE),\"\")","v":"See Section 7 in Program Manual"},{"$f":"IF(VLOOKUP($D42,Measures!$A$15:$L$83,12,FALSE)<>\"\",VLOOKUP($D42,Measures!$A$15:$L$83,12,FALSE),\"\")","v":"30% of the total building"}]
[null,null,null,"Orifice plates**",{"$f":"INDEX(CompMeasures[],MATCH($D43,CompMeasures[Measure Name],0),MATCH(\"Measure Name in AMEEP Program Manual\",CompMeasures[#Headers],0))","v":"Orifice plates**"},{"$f":"INDEX(CompMeasures[],MATCH($D43,CompMeasures[Measure Name],0),MATCH(\"Points\",CompMeasures[#Headers],0))","v":5},{"$f":"IF(VLOOKUP($D43,Measures!$A$15:$L$83,11,FALSE)<>\"\",VLOOKUP($D43,Measures!$A$15:$L$83,11,FALSE),\"\")","v":""},{"$f":"IF(VLOOKUP($D43,Measures!$A$15:$L$83,12,FALSE)<>\"\",VLOOKUP($D43,Measures!$A$15:$L$83,12,FALSE),\"\")","v":""}]
[null,null,null,"Thermostatic radiator valves**",{"$f":"INDEX(CompMeasures[],MATCH($D44,CompMeasures[Measure Name],0),MATCH(\"Measure Name in AMEEP Program Manual\",CompMeasures[#Headers],0))","v":"Thermostatic radiator valves**"},{"$f":"INDEX(CompMeasures[],MATCH($D44,CompMeasures[Measure Name],0),MATCH(\"Points\",CompMeasures[#Headers],0))","v":5},{"$f":"IF(VLOOKUP($D44,Measures!$A$15:$L$83,11,FALSE)<>\"\",VLOOKUP($D44,Measures!$A$15:$L$83,11,FALSE),\"\")","v":""},{"$f":"IF(VLOOKUP($D44,Measures!$A$15:$L$83,12,FALSE)<>\"\",VLOOKUP($D44,Measures!$A$15:$L$83,12,FALSE),\"\")","v":""}]
[null,null,null,"Boiler burner replacement",{"$f":"INDEX(CompMeasures[],MATCH($D45,CompMeasures[Measure Name],0),MATCH(\"Measure Name in AMEEP Program Manual\",CompMeasures[#Headers],0))","v":"Boiler burner replacement"},{"$f":"INDEX(CompMeasures[],MATCH($D45,CompMeasures[Measure Name],0),MATCH(\"Points\",CompMeasures[#Headers],0))","v":10},{"$f":"IF(VLOOKUP($D45,Measures!$A$15:$L$83,11,FALSE)<>\"\",VLOOKUP($D45,Measures!$A$15:$L$83,11,FALSE),\"\")","v":"For central systems, 100% of the boiler or furnace that serves the apartments must be updated.  For unitary systems, 70% of the apartment boilers/furnaces must be updated. "},{"$f":"IF(VLOOKUP($D45,Measures!$A$15:$L$83,12,FALSE)<>\"\",VLOOKUP($D45,Measures!$A$15:$L$83,12,FALSE),\"\")","v":"0% of central systems, except for systems of more than 1 unit where the requirement will be 30% of the central system,\n30% of in-unit boilers/furnaces"}]
[null,null,null,"Steam traps",{"$f":"INDEX(CompMeasures[],MATCH($D46,CompMeasures[Measure Name],0),MATCH(\"Measure Name in AMEEP Program Manual\",CompMeasures[#Headers],0))","v":"Steam traps"},{"$f":"INDEX(CompMeasures[],MATCH($D46,CompMeasures[Measure Name],0),MATCH(\"Points\",CompMeasures[#Headers],0))","v":10},{"$f":"IF(VLOOKUP($D46,Measures!$A$15:$L$83,11,FALSE)<>\"\",VLOOKUP($D46,Measures!$A$15:$L$83,11,FALSE),\"\")","v":""},{"$f":"IF(VLOOKUP($D46,Measures!$A$15:$L$83,12,FALSE)<>\"\",VLOOKUP($D46,Measures!$A$15:$L$83,12,FALSE),\"\")","v":""}]
[null,null,null,"Boiler replacement - condensing",{"$f":"INDEX(CompMeasures[],MATCH($D47,CompMeasures[Measure Name],0),MATCH(\"Measure Name in AMEEP Program Manual\",CompMeasures[#Headers],0))","v":"Boiler replacement - condensing"},{"$f":"INDEX(CompMeasures[],MATCH($D47,CompMeasures[Measure Name],0),MATCH(\"Points\",CompMeasures[#Headers],0))","v":40},{"$f":"IF(VLOOKUP($D47,Measures!$A$15:$L$83,11,FALSE)<>\"\",VLOOKUP($D47,Measures!$A$15:$L$83,11,FALSE),\"\")","v":"For central systems, 100% of the boiler or furnace that serves the apartments must be updated.  For unitary systems, 70% of the apartment boilers/furnaces must be updated. "},{"$f":"IF(VLOOKUP($D47,Measures!$A$15:$L$83,12,FALSE)<>\"\",VLOOKUP($D47,Measures!$A$15:$L$83,12,FALSE),\"\")","v":"0% of central systems, except for systems of more than 1 unit where the requirement will be\n30% of the central system \n30% of in-unit boilers/furnaces"}]
[null,null,null,"Boiler replacement - hot water",{"$f":"INDEX(CompMeasures[],MATCH($D48,CompMeasures[Measure Name],0),MATCH(\"Measure Name in AMEEP Program Manual\",CompMeasures[#Headers],0))","v":"Boiler replacement - hot water"},{"$f":"INDEX(CompMeasures[],MATCH($D48,CompMeasures[Measure Name],0),MATCH(\"Points\",CompMeasures[#Headers],0))","v":40},{"$f":"IF(VLOOKUP($D48,Measures!$A$15:$L$83,11,FALSE)<>\"\",VLOOKUP($D48,Measures!$A$15:$L$83,11,FALSE),\"\")","v":""},{"$f":"IF(VLOOKUP($D48,Measures!$A$15:$L$83,12,FALSE)<>\"\",VLOOKUP($D48,Measures!$A$15:$L$83,12,FALSE),\"\")","v":""}]
[null,null,null,"Boiler replacement - steam",{"$f":"INDEX(CompMeasures[],MATCH($D49,CompMeasures[Measure Name],0),MATCH(\"Measure Name in AMEEP Program Manual\",CompMeasures[#Headers],0))","v":"Boiler replacement - steam"},{"$f":"INDEX(CompMeasures[],MATCH($D49,CompMeasures[Measure Name],0),MATCH(\"Points\",CompMeasures[#Headers],0))","v":40},{"$f":"IF(VLOOKUP($D49,Measures!$A$15:$L$83,11,FALSE)<>\"\",VLOOKUP($D49,Measures!$A$15:$L$83,11,FALSE),\"\")","v":""},{"$f":"IF(VLOOKUP($D49,Measures!$A$15:$L$83,12,FALSE)<>\"\",VLOOKUP($D49,Measures!$A$15:$L$83,12,FALSE),\"\")","v":""}]
[null,null,null,"Furnace replacement",{"$f":"INDEX(CompMeasures[],MATCH($D50,CompMeasures[Measure Name],0),MATCH(\"Measure Name in AMEEP Program Manual\",CompMeasures[#Headers],0))","v":"Furnace replacement"},{"$f":"INDEX(CompMeasures[],MATCH($D50,CompMeasures[Measure Name],0),MATCH(\"Points\",CompMeasures[#Headers],0))","v":40},{"$f":"IF(VLOOKUP($D50,Measures!$A$15:$L$83,11,FALSE)<>\"\",VLOOKUP($D50,Measures!$A$15:$L$83,11,FALSE),\"\")","v":""},{"$f":"IF(VLOOKUP($D50,Measures!$A$15:$L$83,12,FALSE)<>\"\",VLOOKUP($D50,Measures!$A$15:$L$83,12,FALSE),\"\")","v":""}]
[null,null,"HVAC controls","Domestic hot water controls",{"$f":"INDEX(CompMeasures[],MATCH($D51,CompMeasures[Measure Name],0),MATCH(\"Measure Name in AMEEP Program Manual\",CompMeasures[#Headers],0))","v":"Domestic hot water controls"},{"$f":"INDEX(CompMeasures[],MATCH($D51,CompMeasures[Measure Name],0),MATCH(\"Points\",CompMeasures[#Headers],0))","v":10},{"$f":"IF(VLOOKUP($D51,Measures!$A$15:$L$83,11,FALSE)<>\"\",VLOOKUP($D51,Measures!$A$15:$L$83,11,FALSE),\"\")","v":"For central systems, 100% of the main system that serves the apartments must be updated.  For unitary systems, 70% of the apartment water heaters must be updated. "},{"$f":"IF(VLOOKUP($D51,Measures!$A$15:$L$83,12,FALSE)<>\"\",VLOOKUP($D51,Measures!$A$15:$L$83,12,FALSE),\"\")","v":"0% of central systems, except for systems of more than 1 unit where the requirement will be 30% of the central system ,\n30% of in-unit water heaters "}]
[null,null,null,"EMS",{"$f":"INDEX(CompMeasures[],MATCH($D52,CompMeasures[Measure Name],0),MATCH(\"Measure Name in AMEEP Program Manual\",CompMeasures[#Headers],0))","v":"EMS"},{"$f":"INDEX(CompMeasures[],MATCH($D52,CompMeasures[Measure Name],0),MATCH(\"Points\",CompMeasures[#Headers],0))","v":10},{"$f":"IF(VLOOKUP($D52,Measures!$A$15:$L$83,11,FALSE)<>\"\",VLOOKUP($D52,Measures!$A$15:$L$83,11,FALSE),\"\")","v":"See Section 7 in Program Manual"},{"$f":"IF(VLOOKUP($D52,Measures!$A$15:$L$83,12,FALSE)<>\"\",VLOOKUP($D52,Measures!$A$15:$L$83,12,FALSE),\"\")","v":0}]
[null,null,null,"Smart thermostatic radiator enclosure",{"$f":"INDEX(CompMeasures[],MATCH($D53,CompMeasures[Measure Name],0),MATCH(\"Measure Name in AMEEP Program Manual\",CompMeasures[#Headers],0))","v":"Smart thermostatic radiator enclosure"},{"$f":"INDEX(CompMeasures[],MATCH($D53,CompMeasures[Measure Name],0),MATCH(\"Points\",CompMeasures[#Headers],0))","v":10},{"$f":"IF(VLOOKUP($D53,Measures!$A$15:$L$83,11,FALSE)<>\"\",VLOOKUP($D53,Measures!$A$15:$L$83,11,FALSE),\"\")","v":"See Section 7 (TRVs) in the Program Manual"},{"$f":"IF(VLOOKUP($D53,Measures!$A$15:$L$83,12,FALSE)<>\"\",VLOOKUP($D53,Measures!$A$15:$L$83,12,FALSE),\"\")","v":"30% of the total building"}]
[null,null,"Insulation of heat and hot water","Boiler jacket ***",{"$f":"INDEX(CompMeasures[],MATCH($D54,CompMeasures[Measure Name],0),MATCH(\"Measure Name in AMEEP Program Manual\",CompMeasures[#Headers],0))","v":"Boiler jacket***"},{"$f":"INDEX(CompMeasures[],MATCH($D54,CompMeasures[Measure Name],0),MATCH(\"Points\",CompMeasures[#Headers],0))","v":5},{"$f":"IF(VLOOKUP($D54,Measures!$A$15:$L$83,11,FALSE)<>\"\",VLOOKUP($D54,Measures!$A$15:$L$83,11,FALSE),\"\")","v":"For central systems, 100% of the boiler or furnace that serves the apartments must be updated.  For unitary systems, 70% of the apartment boilers/furnaces must be updated. "},{"$f":"IF(VLOOKUP($D54,Measures!$A$15:$L$83,12,FALSE)<>\"\",VLOOKUP($D54,Measures!$A$15:$L$83,12,FALSE),\"\")","v":"0% of central systems, except for systems of more than 1 unit where the requirement will be\n30% of the central system \n30% of in-unit boilers/furnaces"}]
[null,null,null,"Domestic hot water pipe insulation ***",{"$f":"INDEX(CompMeasures[],MATCH($D55,CompMeasures[Measure Name],0),MATCH(\"Measure Name in AMEEP Program Manual\",CompMeasures[#Headers],0))","v":"Domestic hot water pipe insulation***"},{"$f":"INDEX(CompMeasures[],MATCH($D55,CompMeasures[Measure Name],0),MATCH(\"Points\",CompMeasures[#Headers],0))","v":10},{"$f":"IF(VLOOKUP($D55,Measures!$A$15:$L$83,11,FALSE)<>\"\",VLOOKUP($D55,Measures!$A$15:$L$83,11,FALSE),\"\")","v":"100% of pipe in mechanical room and 100% of accessible piping in unconditioned spaces must be insulated."},{"$f":"IF(VLOOKUP($D55,Measures!$A$15:$L$83,12,FALSE)<>\"\",VLOOKUP($D55,Measures!$A$15:$L$83,12,FALSE),\"\")","v":"40% of the linear feet of heating and hot water piping identified by the Pipe Insulation Survey"}]
[null,null,null,"Steam or heating hot water pipe insulation ***",{"$f":"INDEX(CompMeasures[],MATCH($D56,CompMeasures[Measure Name],0),MATCH(\"Measure Name in AMEEP Program Manual\",CompMeasures[#Headers],0))","v":"Steam or heating hot water pipe insulation***"},{"$f":"INDEX(CompMeasures[],MATCH($D56,CompMeasures[Measure Name],0),MATCH(\"Points\",CompMeasures[#Headers],0))","v":10},{"$f":"IF(VLOOKUP($D56,Measures!$A$15:$L$83,11,FALSE)<>\"\",VLOOKUP($D56,Measures!$A$15:$L$83,11,FALSE),\"\")","v":""},{"$f":"IF(VLOOKUP($D56,Measures!$A$15:$L$83,12,FALSE)<>\"\",VLOOKUP($D56,Measures!$A$15:$L$83,12,FALSE),\"\")","v":""}]
[null,null,null,"Tank insulation ***",{"$f":"INDEX(CompMeasures[],MATCH($D57,CompMeasures[Measure Name],0),MATCH(\"Measure Name in AMEEP Program Manual\",CompMeasures[#Headers],0))","v":"Tank insulation***"},{"$f":"INDEX(CompMeasures[],MATCH($D57,CompMeasures[Measure Name],0),MATCH(\"Points\",CompMeasures[#Headers],0))","v":10},{"$f":"IF(VLOOKUP($D57,Measures!$A$15:$L$83,11,FALSE)<>\"\",VLOOKUP($D57,Measures!$A$15:$L$83,11,FALSE),\"\")","v":""},{"$f":"IF(VLOOKUP($D57,Measures!$A$15:$L$83,12,FALSE)<>\"\",VLOOKUP($D57,Measures!$A$15:$L$83,12,FALSE),\"\")","v":""}]
[null,null,"In-unit","Faucet aerators†",{"$f":"INDEX(CompMeasures[],MATCH($D58,CompMeasures[Measure Name],0),MATCH(\"Measure Name in AMEEP Program Manual\",CompMeasures[#Headers],0))","v":"In-unit Faucet aerators†"},{"$f":"INDEX(CompMeasures[],MATCH($D58,CompMeasures[Measure Name],0),MATCH(\"Points\",CompMeasures[#Headers],0))","v":5},{"$f":"IF(VLOOKUP($D58,Measures!$A$15:$L$83,11,FALSE)<>\"\",VLOOKUP($D58,Measures!$A$15:$L$83,11,FALSE),\"\")","v":"70% of apartments"},{"$f":"IF(VLOOKUP($D58,Measures!$A$15:$L$83,12,FALSE)<>\"\",VLOOKUP($D58,Measures!$A$15:$L$83,12,FALSE),\"\")","v":"30% of the building’s total apartments "}]
[null,null,null,"Low-flow showerheads†",{"$f":"INDEX(CompMeasures[],MATCH($D59,CompMeasures[Measure Name],0),MATCH(\"Measure Name in AMEEP Program Manual\",CompMeasures[#Headers],0))","v":"In-unit Low-flow showerheads†"},{"$f":"INDEX(CompMeasures[],MATCH($D59,CompMeasures[Measure Name],0),MATCH(\"Points\",CompMeasures[#Headers],0))","v":5},{"$f":"IF(VLOOKUP($D59,Measures!$A$15:$L$83,11,FALSE)<>\"\",VLOOKUP($D59,Measures!$A$15:$L$83,11,FALSE),\"\")","v":""},{"$f":"IF(VLOOKUP($D59,Measures!$A$15:$L$83,12,FALSE)<>\"\",VLOOKUP($D59,Measures!$A$15:$L$83,12,FALSE),\"\")","v":""}]
[null,"Electric & Gas Saving Measures","Appliances","Dryers",{"$f":"INDEX(CompMeasures[],MATCH($D60,CompMeasures[Measure Name],0),MATCH(\"Measure Name in AMEEP Program Manual\",CompMeasures[#Headers],0))","v":"Dryers"},{"$f":"INDEX(CompMeasures[],MATCH($D60,CompMeasures[Measure Name],0),MATCH(\"Points\",CompMeasures[#Headers],0))","v":5},{"$f":"IF(VLOOKUP($D60,Measures!$A$15:$L$83,11,FALSE)<>\"\",VLOOKUP($D60,Measures!$A$15:$L$83,11,FALSE),\"\")","v":"100% of common area appliances AND 70% of apartment appliances"},{"$f":"IF(VLOOKUP($D60,Measures!$A$15:$L$83,12,FALSE)<>\"\",VLOOKUP($D60,Measures!$A$15:$L$83,12,FALSE),\"\")","v":"30% of all appliances in the building"}]
[null,null,null,"Stoves",{"$f":"INDEX(CompMeasures[],MATCH($D61,CompMeasures[Measure Name],0),MATCH(\"Measure Name in AMEEP Program Manual\",CompMeasures[#Headers],0))","v":"Induction Stoves"},{"$f":"INDEX(CompMeasures[],MATCH($D61,CompMeasures[Measure Name],0),MATCH(\"Points\",CompMeasures[#Headers],0))","v":5},{"$f":"IF(VLOOKUP($D61,Measures!$A$15:$L$83,11,FALSE)<>\"\",VLOOKUP($D61,Measures!$A$15:$L$83,11,FALSE),\"\")","v":""},{"$f":"IF(VLOOKUP($D61,Measures!$A$15:$L$83,12,FALSE)<>\"\",VLOOKUP($D61,Measures!$A$15:$L$83,12,FALSE),\"\")","v":""}]
[null,null,"Building shell","Window film",{"$f":"INDEX(CompMeasures[],MATCH($D62,CompMeasures[Measure Name],0),MATCH(\"Measure Name in AMEEP Program Manual\",CompMeasures[#Headers],0))","v":"Window film"},{"$f":"INDEX(CompMeasures[],MATCH($D62,CompMeasures[Measure Name],0),MATCH(\"Points\",CompMeasures[#Headers],0))","v":20},{"$f":"IF(VLOOKUP($D62,Measures!$A$15:$L$83,11,FALSE)<>\"\",VLOOKUP($D62,Measures!$A$15:$L$83,11,FALSE),\"\")","v":"100% of common area windows AND 70% of apartment windows "},{"$f":"IF(VLOOKUP($D62,Measures!$A$15:$L$83,12,FALSE)<>\"\",VLOOKUP($D62,Measures!$A$15:$L$83,12,FALSE),\"\")","v":"40% of the total building"}]
[null,null,null,"Insulation – roof **",{"$f":"INDEX(CompMeasures[],MATCH($D63,CompMeasures[Measure Name],0),MATCH(\"Measure Name in AMEEP Program Manual\",CompMeasures[#Headers],0))","v":"Insulation – roof**"},{"$f":"INDEX(CompMeasures[],MATCH($D63,CompMeasures[Measure Name],0),MATCH(\"Points\",CompMeasures[#Headers],0))","v":40},{"$f":"IF(VLOOKUP($D63,Measures!$A$15:$L$83,11,FALSE)<>\"\",VLOOKUP($D63,Measures!$A$15:$L$83,11,FALSE),\"\")","v":"100% of the roof must be insulated."},{"$f":"IF(VLOOKUP($D63,Measures!$A$15:$L$83,12,FALSE)<>\"\",VLOOKUP($D63,Measures!$A$15:$L$83,12,FALSE),\"\")","v":0.3}]
[null,null,null,"Insulation – walls",{"$f":"INDEX(CompMeasures[],MATCH($D64,CompMeasures[Measure Name],0),MATCH(\"Measure Name in AMEEP Program Manual\",CompMeasures[#Headers],0))","v":"Insulation – walls"},{"$f":"INDEX(CompMeasures[],MATCH($D64,CompMeasures[Measure Name],0),MATCH(\"Points\",CompMeasures[#Headers],0))","v":40},{"$f":"IF(VLOOKUP($D64,Measures!$A$15:$L$83,11,FALSE)<>\"\",VLOOKUP($D64,Measures!$A$15:$L$83,11,FALSE),\"\")","v":"Must retrofit at least 50% of the wall separating conditioned and outdoor space as part of the AMEEP project"},{"$f":"IF(VLOOKUP($D64,Measures!$A$15:$L$83,12,FALSE)<>\"\",VLOOKUP($D64,Measures!$A$15:$L$83,12,FALSE),\"\")","v":""}]
[null,null,null,"Window replacement",{"$f":"INDEX(CompMeasures[],MATCH($D65,CompMeasures[Measure Name],0),MATCH(\"Measure Name in AMEEP Program Manual\",CompMeasures[#Headers],0))","v":"Window replacement"},{"$f":"INDEX(CompMeasures[],MATCH($D65,CompMeasures[Measure Name],0),MATCH(\"Points\",CompMeasures[#Headers],0))","v":40},{"$f":"IF(VLOOKUP($D65,Measures!$A$15:$L$83,11,FALSE)<>\"\",VLOOKUP($D65,Measures!$A$15:$L$83,11,FALSE),\"\")","v":"85% of common area windows and 70% of apartment windows"},{"$f":"IF(VLOOKUP($D65,Measures!$A$15:$L$83,12,FALSE)<>\"\",VLOOKUP($D65,Measures!$A$15:$L$83,12,FALSE),\"\")","v":"40% of the total building"}]
[null,null,"HVAC","Chiller",{"$f":"INDEX(CompMeasures[],MATCH($D66,CompMeasures[Measure Name],0),MATCH(\"Measure Name in AMEEP Program Manual\",CompMeasures[#Headers],0))","v":"Chiller"},{"$f":"INDEX(CompMeasures[],MATCH($D66,CompMeasures[Measure Name],0),MATCH(\"Points\",CompMeasures[#Headers],0))","v":20},{"$f":"IF(VLOOKUP($D66,Measures!$A$15:$L$83,11,FALSE)<>\"\",VLOOKUP($D66,Measures!$A$15:$L$83,11,FALSE),\"\")","v":"The system must serve at least 50% of the conditioned space in the building."},{"$f":"IF(VLOOKUP($D66,Measures!$A$15:$L$83,12,FALSE)<>\"\",VLOOKUP($D66,Measures!$A$15:$L$83,12,FALSE),\"\")","v":0}]
[null,null,null,"Economizer - dual enthalpy air-side",{"$f":"INDEX(CompMeasures[],MATCH($D67,CompMeasures[Measure Name],0),MATCH(\"Measure Name in AMEEP Program Manual\",CompMeasures[#Headers],0))","v":"Economizer - dual enthalpy air-side"},{"$f":"INDEX(CompMeasures[],MATCH($D67,CompMeasures[Measure Name],0),MATCH(\"Points\",CompMeasures[#Headers],0))","v":20},{"$f":"IF(VLOOKUP($D67,Measures!$A$15:$L$83,11,FALSE)<>\"\",VLOOKUP($D67,Measures!$A$15:$L$83,11,FALSE),\"\")","v":""},{"$f":"IF(VLOOKUP($D67,Measures!$A$15:$L$83,12,FALSE)<>\"\",VLOOKUP($D67,Measures!$A$15:$L$83,12,FALSE),\"\")","v":""}]
[null,null,null,"Energy recovery ventilators",{"$f":"INDEX(CompMeasures[],MATCH($D68,CompMeasures[Measure Name],0),MATCH(\"Measure Name in AMEEP Program Manual\",CompMeasures[#Headers],0))","v":"Energy recovery ventilators"},{"$f":"INDEX(CompMeasures[],MATCH($D68,CompMeasures[Measure Name],0),MATCH(\"Points\",CompMeasures[#Headers],0))","v":20},{"$f":"IF(VLOOKUP($D68,Measures!$A$15:$L$83,11,FALSE)<>\"\",VLOOKUP($D68,Measures!$A$15:$L$83,11,FALSE),\"\")","v":"The ERV/HRV must serve 80% of the conditioned common area space."},{"$f":"IF(VLOOKUP($D68,Measures!$A$15:$L$83,12,FALSE)<>\"\",VLOOKUP($D68,Measures!$A$15:$L$83,12,FALSE),\"\")","v":0}]
[null,null,null,"Heat recovery ventilators",{"$f":"INDEX(CompMeasures[],MATCH($D69,CompMeasures[Measure Name],0),MATCH(\"Measure Name in AMEEP Program Manual\",CompMeasures[#Headers],0))","v":"Heat recovery ventilators"},{"$f":"INDEX(CompMeasures[],MATCH($D69,CompMeasures[Measure Name],0),MATCH(\"Points\",CompMeasures[#Headers],0))","v":20},{"$f":"IF(VLOOKUP($D69,Measures!$A$15:$L$83,11,FALSE)<>\"\",VLOOKUP($D69,Measures!$A$15:$L$83,11,FALSE),\"\")","v":""},{"$f":"IF(VLOOKUP($D69,Measures!$A$15:$L$83,12,FALSE)<>\"\",VLOOKUP($D69,Measures!$A$15:$L$83,12,FALSE),\"\")","v":""}]
[null,null,"HVAC controls","BMS",{"$f":"INDEX(CompMeasures[],MATCH($D70,CompMeasures[Measure Name],0),MATCH(\"Measure Name in AMEEP Program Manual\",CompMeasures[#Headers],0))","v":"BMS"},{"$f":"INDEX(CompMeasures[],MATCH($D70,CompMeasures[Measure Name],0),MATCH(\"Points\",CompMeasures[#Headers],0))","v":10},{"$f":"IF(VLOOKUP($D70,Measures!$A$15:$L$83,11,FALSE)<>\"\",VLOOKUP($D70,Measures!$A$15:$L$83,11,FALSE),\"\")","v":""},{"$f":"IF(VLOOKUP($D70,Measures!$A$15:$L$83,12,FALSE)<>\"\",VLOOKUP($D70,Measures!$A$15:$L$83,12,FALSE),\"\")","v":"No existing BMS"}]
[null,null,null,"Smart thermostats",{"$f":"INDEX(CompMeasures[],MATCH($D71,CompMeasures[Measure Name],0),MATCH(\"Measure Name in AMEEP Program Manual\",CompMeasures[#Headers],0))","v":"Smart thermostats"},{"$f":"INDEX(CompMeasures[],MATCH($D71,CompMeasures[Measure Name],0),MATCH(\"Points\",CompMeasures[#Headers],0))","v":10},{"$f":"IF(VLOOKUP($D71,Measures!$A$15:$L$83,11,FALSE)<>\"\",VLOOKUP($D71,Measures!$A$15:$L$83,11,FALSE),\"\")","v":"70% of apartments"},{"$f":"IF(VLOOKUP($D71,Measures!$A$15:$L$83,12,FALSE)<>\"\",VLOOKUP($D71,Measures!$A$15:$L$83,12,FALSE),\"\")","v":"30% of the building’s total apartments "}]
[null,"*A maximum of 5 points can be achieved in the common area lighting category, regardless of how many common area lighting measures are installed.  Note that all non-LED common area lights must be upgraded in order to qualify for points from this measure.\n**These measures have a co- or pre-requisite for achieving associated points. See Section 7 for these requirements.\n*** A maximum of 10 points can be achieved under the insulation of heat and hot water category, regardless of how many of these measures are installed. \n†A maximum of 5 points can be achieved for in-unit gas measures (faucet aerators and/or low-flow showerheads), regardless if only one measure type is installed or both."]

{"sheet":"Measures","index":2,"n_rows":95,"n_cols":46,"rows_kept":95,"cut":false,"hidden":false,"merged":[[0,12,0,13],[0,14,0,15],[0,16,0,17],[0,18,0,19],[11,36,12,36],[81,10,81,11],[82,0,82,5],[65,0,65,5],[42,0,42,5],[78,0,78,5],[79,0,79,5],[48,0,48,5],[76,0,76,5],[66,0,66,5],[67,0,67,5],[68,0,68,5],[62,0,62,5],[63,0,63,5],[64,0,64,5],[53,0,53,5],[54,0,54,5],[71,0,71,5],[56,0,56,5],[57,0,57,5],[80,0,80,5],[81,0,81,5],[11,34,12,34],[11,17,11,21],[11,7,11,9],[11,6,12,6],[17,0,17,5],[45,0,45,5],[28,0,28,5],[18,0,18,5],[19,0,19,5],[20,0,20,5],[21,0,21,5],[22,0,22,5],[23,0,23,5],[24,0,24,5],[25,0,25,5],[26,0,26,5],[27,0,27,5],[33,0,33,5],[34,0,34,5],[45,11,46,11],[47,10,48,10],[47,11,48,11],[45,10,46,10],[31,0,31,5],[32,0,32,5],[40,11,41,11],[74,0,74,5],[72,0,72,5],[11,15,12,15],[60,0,60,5],[61,0,61,5],[47,0,47,5],[51,0,51,5],[50,0,50,5],[46,0,46,5],[55,0,55,5],[36,0,36,5],[38,0,38,5],[52,0,52,5],[39,0,39,5],[49,0,49,5],[37,0,37,5],[58,0,58,5],[59,0,59,5],[10,0,10,31],[11,16,12,16],[11,0,12,5],[11,22,11,24],[15,0,15,5],[14,0,14,5],[35,0,35,5],[11,10,11,11],[11,12,12,12],[16,0,16,5],[29,0,29,5],[30,0,30,5],[11,25,11,33],[77,0,77,5],[2,9,2,12],[3,10,3,12],[4,10,4,12],[5,10,5,12],[6,10,6,12],[7,10,7,12],[3,1,3,7],[4,1,4,7],[5,1,5,7],[6,1,6,7],[76,11,77,11],[71,10,72,10],[71,11,72,11],[65,10,68,10],[65,11,68,11],[62,10,64,10],[62,11,64,11],[59,10,61,10],[59,11,61,11],[7,1,7,7],[2,0,2,7],[40,0,40,5],[41,0,41,5],[75,0,75,5],[73,0,73,5],[94,0,103,15],[10,34,10,35],[43,0,43,6],[69,0,69,6],[83,0,83,6],[84,0,84,6],[88,0,92,15],[51,10,54,10],[51,11,54,11],[40,10,41,10],[17,10,27,10],[17,11,27,11],[14,10,16,10],[14,11,16,11],[11,13,11,14],[13,34,13,35],[44,34,44,35],[70,34,70,35],[78,10,79,10],[78,11,79,11],[76,10,77,10],[11,35,12,35]]}
[null,null,null,null,null,null,null,null,null,null,null,null,"Data Entry Fields (user to enter data)",null,"Data Selection Fields (user selection)",null,"Auto-Filled Fields",null,"Optional Entry Fields"]
[]
["DECISION MAKER INFORMATION",null,null,null,null,null,null,null,null,"BUILDING INFORMATION"]
["Name",{"$f":"IF('Customer Info'!C55<>\"\",'Customer Info'!C55,\"\")","v":""},null,null,null,null,null,null,null,"Number of Units",{"$f":"'Customer Info'!E28","v":0}]
["Contact Number",{"$f":"IF('Customer Info'!D55<>\"\",'Customer Info'!D55,\"\")","v":""},null,null,null,null,null,null,null,"Electric Utility",{"$f":"'Customer Info'!C18","v":0}]
["Email",{"$f":"IF('Customer Info'!E55<>\"\",'Customer Info'!E55,\"\")","v":""},null,null,null,null,null,null,null,"Gas Utility",{"$f":"'Customer Info'!C21","v":0}]
["Address",{"$f":"IF('Customer Info'!E18<>\"\",'Customer Info'!E18,\"\")","v":""},null,null,null,null,null,null,null,"Building Sqft",{"$f":"'Customer Info'!E10","v":0}]
["Zip Code",{"$f":"IF('Customer Info'!E22<>\"\",'Customer Info'!E22,\"\")","v":""},null,null,null,null,null,null,null,"Service Address",{"$f":"'Customer Info'!E18","v":0}]
[]
[]
["Select Measures and Savings information from the energy audit",null,null,null,null,null,null,null,null,null,null,null,null,null,null,null,null,null,null,null,null,null,null,null,null,null,null,null,null,null,null,null,null,null,"Measure  Timeline",null," Calculation "]
["Measure",null,null,null,null,null,"Points","Measures",null,null,"Minimum Installation Requirements",null,"Quantity to be Installed","Project Installations",null,"Points Earned","Points Earned \n(Mid Project)","Contractor Submitted Savings",null,null,null,null,"Measure Cost",null,null,"Program Verified Savings",null,null,null,null,null,null,null,null,"Estimated Installation Start Date","Estimated Installation Completion Date","Calculation Submitted"]
[null,null,null,null,null,null,null,"Identified measures in the Energy Audit (Yes/No)","Identify measures which are part of Project Scope (Yes/No)","Identify measures for Mid-Project Scope \n(Yes/No)","Building Installation Minimum","Previous Installation Maximum",null,"Building Installation Minimum","Previous Installation Maximum",null,null,"Electric Demand Savings (kW)","Electric Savings (kWh)","Gas Demand Savings (Dth/day)","Gas Savings \n(Therms)","Net MMBtu Savings","Material Cost \n($)","Labor Cost\n($)","Total Cost\n($)","Electric Demand Savings (kW)","Electric Savings (kWh)","Electric Savings (MMBtu)","Gas Demand Savings (Dth/day)","Gas Savings (Therms)","Gas Savings (MMBtu)","Total MMBtu Savings","Measure EUL","LMMBtu",null,null,null,"Measure Name","Electric?","Gas?","Electric Incentive","Gas Incentive","Total Incentive","Electric Incentive - Statistics","Gas Incentive - Statistics","Total Incentive - Statistics"]
["Electric Saving Measures"]
["Dishwashers",null,null,null,null,null,{"$f":"INDEX(CompMeasures[],MATCH($A15,CompMeasures[Measure Name],0),MATCH(\"Points\",CompMeasures[#Headers],0))","v":5},{"$f":"I15","v":"No"},{"$f":"IF(VLOOKUP($A15,Scope!$D:$J,6,FALSE)=\"Yes\",\"Yes\",\"No\")","v":"No"},{"$f":"IF(VLOOKUP($A15,Scope!$D:$J,7,FALSE)=\"Yes\",\"Yes\",\"No\")","v":"No"},"100% of common area appliances AND 70% of apartment appliances","30% of all appliances in the building",null,null,null,{"$f":"IF(AND(H15=\"Yes\",I15=\"Yes\",O15<=30%),G15,0)","v":0},{"$f":"IF(AND(H15=\"Yes\",I15=\"Yes\",J15=\"Yes\",P15=G15),G15,0)","v":0},null,null,null,null,null,null,null,{"$f":"W15+X15","v":0},{"$f":"IF(P15=0,0,R15)","v":0},{"$f":"IF(P15=0,0,S15)","v":0},{"$f":"AA15*0.003412","v":0},null,null,null,{"$f":"AB15+AE15","v":0},11,{"$f":"IFERROR(AF15*AG15,0)","v":0},null,null,null,"Dishwashers","Yes","No",{"$f":"IFERROR(Summary!$E$19*($AF15/$AF$85),0)","v":0},null,{"$f":"AO15+AP15","v":0},{"$f":"IFERROR(IF($Q15>0,Summary!$C$19*($Q15/SUM($Q$86)),Summary!$D$19*($P15/(SUM($P$86)-SUM($Q$86)))),0)","v":0},null,{"$f":"AR15+AS15","v":0}]
["Refrigerators",null,null,null,null,null,{"$f":"INDEX(CompMeasures[],MATCH($A16,CompMeasures[Measure Name],0),MATCH(\"Points\",CompMeasures[#Headers],0))","v":5},"No",{"$f":"IF(VLOOKUP($A16,Scope!$D:$J,6,FALSE)=\"Yes\",\"Yes\",\"No\")","v":"No"},{"$f":"IF(VLOOKUP($A16,Scope!$D:$J,7,FALSE)=\"Yes\",\"Yes\",\"No\")","v":"No"},null,null,null,null,null,{"$f":"IF(AND(H16=\"Yes\",I16=\"Yes\",O16<=30%),G16,0)","v":0},0,null,null,null,null,null,null,null,{"$f":"W16+X16","v":0},{"$f":"IF(P16=0,0,R16)","v":0},{"$f":"IF(P16=0,0,S16)","v":0},{"$f":"AA16*0.003412","v":0},null,null,null,{"$f":"AB16+AE16","v":0},14,0,null,null,null,"Refrigerators","Yes","No",{"$f":"IFERROR(Summary!$E$19*($AF16/$AF$85),0)","v":0},null,0,{"$f":"IFERROR(IF($Q16>0,Summary!$C$19*($Q16/SUM($Q$86)),Summary!$D$19*($P16/(SUM($P$86)-SUM($Q$86)))),0)","v":0},null,{"$f":"AR16+AS16","v":0}]
["Washers",null,null,null,null,null,{"$f":"INDEX(CompMeasures[],MATCH($A17,CompMeasures[Measure Name],0),MATCH(\"Points\",CompMeasures[#Headers],0))","v":5},"No",{"$f":"IF(VLOOKUP($A17,Scope!$D:$J,6,FALSE)=\"Yes\",\"Yes\",\"No\")","v":"No"},{"$f":"IF(VLOOKUP($A17,Scope!$D:$J,7,FALSE)=\"Yes\",\"Yes\",\"No\")","v":"No"},null,null,null,null,null,{"$f":"IF(AND(H17=\"Yes\",I17=\"Yes\",O17<=30%),G17,0)","v":0},0,null,null,null,null,null,null,null,0,0,0,0,null,null,null,{"$f":"AB17+AE17","v":0},11,0,null,null,null,"Washers","Yes","No",{"$f":"IFERROR(Summary!$E$19*($AF17/$AF$85),0)","v":0},null,0,{"$f":"IFERROR(IF($Q17>0,Summary!$C$19*($Q17/SUM($Q$86)),Summary!$D$19*($P17/(SUM($P$86)-SUM($Q$86)))),0)","v":0},null,0]
["Bi-level fixtures - parking lot *",null,null,null,null,null,{"$f":"INDEX(CompMeasures[],MATCH($A18,CompMeasures[Measure Name],0),MATCH(\"Points\",CompMeasures[#Headers],0))","v":5},"No",{"$f":"IF(VLOOKUP($A18,Scope!$D:$J,6,FALSE)=\"Yes\",\"Yes\",\"No\")","v":"No"},{"$f":"IF(VLOOKUP($A18,Scope!$D:$J,7,FALSE)=\"Yes\",\"Yes\",\"No\")","v":"No"},"No remaining fluorescent or incandescent lamps that are on for >1hr/day in all common areas.","40% of fixtures",null,null,null,{"$f":"IF(AND(H18=\"Yes\",I18=\"Yes\",O18<=40%),G18,0)","v":0},0,null,null,null,null,null,null,null,{"$f":"W18+X18","v":0},0,{"$f":"IF(P18=0,0,S18)","v":0},0,null,null,null,0,15,0,null,null,null,"Bi-level fixtures - parking lot","Yes","No",{"$f":"IFERROR(Summary!$E$19*($AF18/$AF$85),0)","v":0},null,0,{"$f":"IFERROR(IF($Q18>0,Summary!$C$19*($Q18/SUM($Q$86)),Summary!$D$19*($P18/(SUM($P$86)-SUM($Q$86)))),0)","v":0},null,0]
["Bi-level fixtures - stairwell, corridor, parking garage *",null,null,null,null,null,{"$f":"INDEX(CompMeasures[],MATCH($A19,CompMeasures[Measure Name],0),MATCH(\"Points\",CompMeasures[#Headers],0))","v":5},"No",{"$f":"IF(VLOOKUP($A19,Scope!$D:$J,6,FALSE)=\"Yes\",\"Yes\",\"No\")","v":"No"},{"$f":"IF(VLOOKUP($A19,Scope!$D:$J,7,FALSE)=\"Yes\",\"Yes\",\"No\")","v":"No"},null,null,null,null,null,{"$f":"IF(AND(H19=\"Yes\",I19=\"Yes\",O19<=40%,P18=0),G19,0)","v":0},0,null,null,null,null,null,null,null,0,0,0,0,null,null,null,0,15,0,null,null,null,"Bi-level fixtures - stairwell, corridor, parking garage","Yes","No",{"$f":"IFERROR(Summary!$E$19*($AF19/$AF$85),0)","v":0},null,0,{"$f":"IFERROR(IF($Q19>0,Summary!$C$19*($Q19/SUM($Q$86)),Summary!$D$19*($P19/(SUM($P$86)-SUM($Q$86)))),0)","v":0},null,0]
["Exterior fixture HID less than or equal to 100 W *",null,null,null,null,null,{"$f":"INDEX(CompMeasures[],MATCH($A20,CompMeasures[Measure Name],0),MATCH(\"Points\",CompMeasures[#Headers],0))","v":5},"No",{"$f":"IF(VLOOKUP($A20,Scope!$D:$J,6,FALSE)=\"Yes\",\"Yes\",\"No\")","v":"No"},{"$f":"IF(VLOOKUP($A20,Scope!$D:$J,7,FALSE)=\"Yes\",\"Yes\",\"No\")","v":"No"},null,null,null,null,null,{"$f":"IF(AND(H20=\"Yes\",I20=\"Yes\",O20<=40%,P18=0,P19=0),G20,0)","v":0},0,null,null,null,null,null,null,null,0,0,0,0,null,null,null,0,15,0,null,null,null,"Exterior fixture HID less than or equal to 100 W","Yes","No",{"$f":"IFERROR(Summary!$E$19*($AF20/$AF$85),0)","v":0},null,0,{"$f":"IFERROR(IF($Q20>0,Summary!$C$19*($Q20/SUM($Q$86)),Summary!$D$19*($P20/(SUM($P$86)-SUM($Q$86)))),0)","v":0},null,0]
["Exterior fixture HID over 100 W *",null,null,null,null,null,{"$f":"INDEX(CompMeasures[],MATCH($A21,CompMeasures[Measure Name],0),MATCH(\"Points\",CompMeasures[#Headers],0))","v":5},"No",{"$f":"IF(VLOOKUP($A21,Scope!$D:$J,6,FALSE)=\"Yes\",\"Yes\",\"No\")","v":"No"},{"$f":"IF(VLOOKUP($A21,Scope!$D:$J,7,FALSE)=\"Yes\",\"Yes\",\"No\")","v":"No"},null,null,null,null,null,{"$f":"IF(AND(H21=\"Yes\",I21=\"Yes\",O21<=40%,P18=0,P19=0,P20=0),G21,0)","v":0},0,null,null,null,null,null,null,null,0,0,0,0,null,null,null,0,15,0,null,null,null,"Exterior fixture HID over 100 W","Yes","No",{"$f":"IFERROR(Summary!$E$19*($AF21/$AF$85),0)","v":0},null,0,{"$f":"IFERROR(IF($Q21>0,Summary!$C$19*($Q21/SUM($Q$86)),Summary!$D$19*($P21/(SUM($P$86)-SUM($Q$86)))),0)","v":0},null,0]
["Exterior fixture non-HID fixture replacing screw-in/pin-based lamp *",null,null,null,null,null,{"$f":"INDEX(CompMeasures[],MATCH($A22,CompMeasures[Measure Name],0),MATCH(\"Points\",CompMeasures[#Headers],0))","v":5},"No",{"$f":"IF(VLOOKUP($A22,Scope!$D:$J,6,FALSE)=\"Yes\",\"Yes\",\"No\")","v":"No"},{"$f":"IF(VLOOKUP($A22,Scope!$D:$J,7,FALSE)=\"Yes\",\"Yes\",\"No\")","v":"No"},null,null,null,null,null,{"$f":"IF(AND(H22=\"Yes\",I22=\"Yes\",O22<=40%,P18=0,P19=0,P20=0,P21=0),G22,0)","v":0},0,null,null,null,null,null,null,null,0,0,0,0,null,null,null,0,15,0,null,null,null,"Exterior fixture non-HID fixture replacing screw-in/pin-based lamp","Yes","No",{"$f":"IFERROR(Summary!$E$19*($AF22/$AF$85),0)","v":0},null,0,{"$f":"IFERROR(IF($Q22>0,Summary!$C$19*($Q22/SUM($Q$86)),Summary!$D$19*($P22/(SUM($P$86)-SUM($Q$86)))),0)","v":0},null,0]
["Interior fixtures *",null,null,null,null,null,{"$f":"INDEX(CompMeasures[],MATCH($A23,CompMeasures[Measure Name],0),MATCH(\"Points\",CompMeasures[#Headers],0))","v":5},"No",{"$f":"IF(VLOOKUP($A23,Scope!$D:$J,6,FALSE)=\"Yes\",\"Yes\",\"No\")","v":"No"},{"$f":"IF(VLOOKUP($A23,Scope!$D:$J,7,FALSE)=\"Yes\",\"Yes\",\"No\")","v":"No"},null,null,null,null,null,{"$f":"IF(AND(H23=\"Yes\",I23=\"Yes\",O23<=40%,P18=0,P19=0,P20=0,P21=0,P22=0),G23,0)","v":0},0,null,null,null,null,null,null,null,0,0,0,0,null,null,null,0,15,0,null,null,null,"Interior fixtures","Yes","No",{"$f":"IFERROR(Summary!$E$19*($AF23/$AF$85),0)","v":0},null,0,{"$f":"IFERROR(IF($Q23>0,Summary!$C$19*($Q23/SUM($Q$86)),Summary!$D$19*($P23/(SUM($P$86)-SUM($Q$86)))),0)","v":0},null,0]
["LED exit signs *",null,null,null,null,null,{"$f":"INDEX(CompMeasures[],MATCH($A24,CompMeasures[Measure Name],0),MATCH(\"Points\",CompMeasures[#Headers],0))","v":5},"No",{"$f":"IF(VLOOKUP($A24,Scope!$D:$J,6,FALSE)=\"Yes\",\"Yes\",\"No\")","v":"No"},{"$f":"IF(VLOOKUP($A24,Scope!$D:$J,7,FALSE)=\"Yes\",\"Yes\",\"No\")","v":"No"},null,null,null,null,null,{"$f":"IF(AND(H24=\"Yes\",I24=\"Yes\",O24<=40%,P18=0,P19=0,P20=0,P21=0,P22=0,P23=0),G24,0)","v":0},0,null,null,null,null,null,null,null,0,0,0,0,null,null,null,0,15,0,null,null,null,"LED exit signs","Yes","No",{"$f":"IFERROR(Summary!$E$19*($AF24/$AF$85),0)","v":0},null,0,{"$f":"IFERROR(IF($Q24>0,Summary!$C$19*($Q24/SUM($Q$86)),Summary!$D$19*($P24/(SUM($P$86)-SUM($Q$86)))),0)","v":0},null,0]
["Occupancy sensors *",null,null,null,null,null,{"$f":"INDEX(CompMeasures[],MATCH($A25,CompMeasures[Measure Name],0),MATCH(\"Points\",CompMeasures[#Headers],0))","v":5},"No",{"$f":"IF(VLOOKUP($A25,Scope!$D:$J,6,FALSE)=\"Yes\",\"Yes\",\"No\")","v":"No"},{"$f":"IF(VLOOKUP($A25,Scope!$D:$J,7,FALSE)=\"Yes\",\"Yes\",\"No\")","v":"No"},null,null,null,null,null,{"$f":"IF(AND(H25=\"Yes\",I25=\"Yes\",O25<=40%,P18=0,P19=0,P20=0,P21=0,P22=0,P23=0,P24=0),G25,0)","v":0},0,null,null,null,null,null,null,null,0,0,0,0,null,null,null,0,8,0,null,null,null,"Occupancy sensors","Yes","No",{"$f":"IFERROR(Summary!$E$19*($AF25/$AF$85),0)","v":0},null,0,{"$f":"IFERROR(IF($Q25>0,Summary!$C$19*($Q25/SUM($Q$86)),Summary!$D$19*($P25/(SUM($P$86)-SUM($Q$86)))),0)","v":0},null,0]
["Relamp and reballasting, retrofit kits *",null,null,null,null,null,{"$f":"INDEX(CompMeasures[],MATCH($A26,CompMeasures[Measure Name],0),MATCH(\"Points\",CompMeasures[#Headers],0))","v":5},"No",{"$f":"IF(VLOOKUP($A26,Scope!$D:$J,6,FALSE)=\"Yes\",\"Yes\",\"No\")","v":"No"},{"$f":"IF(VLOOKUP($A26,Scope!$D:$J,7,FALSE)=\"Yes\",\"Yes\",\"No\")","v":"No"},null,null,null,null,null,{"$f":"IF(AND(H26=\"Yes\",I26=\"Yes\",O26<=40%,P18=0,P19=0,P20=0,P21=0,P22=0,P23=0,P24=0,P25=0),G26,0)","v":0},0,null,null,null,null,null,null,null,0,0,0,0,null,null,null,0,15,0,null,null,null,"Relamp and reballasting, retrofit kits","Yes","No",{"$f":"IFERROR(Summary!$E$19*($AF26/$AF$85),0)","v":0},null,0,{"$f":"IFERROR(IF($Q26>0,Summary!$C$19*($Q26/SUM($Q$86)),Summary!$D$19*($P26/(SUM($P$86)-SUM($Q$86)))),0)","v":0},null,0]
["Screw-in lamps *",null,null,null,null,null,{"$f":"INDEX(CompMeasures[],MATCH($A27,CompMeasures[Measure Name],0),MATCH(\"Points\",CompMeasures[#Headers],0))","v":5},"No",{"$f":"IF(VLOOKUP($A27,Scope!$D:$J,6,FALSE)=\"Yes\",\"Yes\",\"No\")","v":"No"},{"$f":"IF(VLOOKUP($A27,Scope!$D:$J,7,FALSE)=\"Yes\",\"Yes\",\"No\")","v":"No"},null,null,null,null,null,{"$f":"IF(AND(H27=\"Yes\",I27=\"Yes\",O27<=40%,P18=0,P19=0,P20=0,P21=0,P22=0,P23=0,P24=0,P25=0,P26=0),G27,0)","v":0},0,null,null,null,null,null,null,null,0,0,0,0,null,null,null,0,15,0,null,null,null,"Screw-in lamps","Yes","No",{"$f":"IFERROR(Summary!$E$19*($AF27/$AF$85),0)","v":0},null,0,{"$f":"IFERROR(IF($Q27>0,Summary!$C$19*($Q27/SUM($Q$86)),Summary!$D$19*($P27/(SUM($P$86)-SUM($Q$86)))),0)","v":0},null,0]
["Tube lamps *",null,null,null,null,null,{"$f":"INDEX(CompMeasures[],MATCH($A28,CompMeasures[Measure Name],0),MATCH(\"Points\",CompMeasures[#Headers],0))","v":5},"No",{"$f":"IF(VLOOKUP($A28,Scope!$D:$J,6,FALSE)=\"Yes\",\"Yes\",\"No\")","v":"No"},{"$f":"IF(VLOOKUP($A28,Scope!$D:$J,7,FALSE)=\"Yes\",\"Yes\",\"No\")","v":"No"},null,null,null,null,null,{"$f":"IF(AND(H28=\"Yes\",I28=\"Yes\",O28<=40%,P18=0,P19=0,P20=0,P21=0,P22=0,P23=0,P24=0,P25=0,P26=0,P27=0),G28,0)","v":0},0,null,null,null,null,null,null,null,0,0,0,0,null,null,null,0,15,0,null,null,null,"Tube lamps","Yes","No",{"$f":"IFERROR(Summary!$E$19*($AF28/$AF$85),0)","v":0},null,0,{"$f":"IFERROR(IF($Q28>0,Summary!$C$19*($Q28/SUM($Q$86)),Summary!$D$19*($P28/(SUM($P$86)-SUM($Q$86)))),0)","v":0},null,0]
["LED lamps",null,null,null,null,null,{"$f":"INDEX(CompMeasures[],MATCH($A29,CompMeasures[Measure Name],0),MATCH(\"Points\",CompMeasures[#Headers],0))","v":5},"No",{"$f":"IF(VLOOKUP($A29,Scope!$D:$J,6,FALSE)=\"Yes\",\"Yes\",\"No\")","v":"No"},{"$f":"IF(VLOOKUP($A29,Scope!$D:$J,7,FALSE)=\"Yes\",\"Yes\",\"No\")","v":"No"},"70% of apartments","30% of the building’s total apartments ",null,null,null,{"$f":"IF(AND(H29=\"Yes\",I29=\"Yes\",N29>=70%,O29<=30%),G29,0)","v":0},0,null,null,null,null,null,null,null,0,0,0,0,null,null,null,0,15,0,null,null,null,"LED lamps","Yes","No",{"$f":"IFERROR(Summary!$E$19*($AF29/$AF$85),0)","v":0},null,0,{"$f":"IFERROR(IF($Q29>0,Summary!$C$19*($Q29/SUM($Q$86)),Summary!$D$19*($P29/(SUM($P$86)-SUM($Q$86)))),0)","v":0},null,0]
["Blower fan – with electronically commutated (EC) motor for furnace distribution",null,null,null,null,null,{"$f":"INDEX(CompMeasures[],MATCH($A30,CompMeasures[Measure Name],0),MATCH(\"Points\",CompMeasures[#Headers],0))","v":10},"No",{"$f":"IF(VLOOKUP($A30,Scope!$D:$J,6,FALSE)=\"Yes\",\"Yes\",\"No\")","v":"No"},{"$f":"IF(VLOOKUP($A30,Scope!$D:$J,7,FALSE)=\"Yes\",\"Yes\",\"No\")","v":"No"},"100% of three phase motors >1hp that run more than 100 hours/year must upgraded to NEMA premium",0.3,null,null,null,{"$f":"IF(AND(H30=\"Yes\",I30=\"Yes\",O30<=30%),G30,0)","v":0},0,null,null,null,null,null,null,null,0,0,0,0,null,null,null,0,15,0,null,null,null,"Blower fan – with electronically commutated (EC) motor for furnace distribution","Yes","No",{"$f":"IFERROR(Summary!$E$19*($AF30/$AF$85),0)","v":0},null,0,{"$f":"IFERROR(IF($Q30>0,Summary!$C$19*($Q30/SUM($Q$86)),Summary!$D$19*($P30/(SUM($P$86)-SUM($Q$86)))),0)","v":0},null,0]
["Pumps - Hydronic Space Conditioning",null,null,null,null,null,{"$f":"INDEX(CompMeasures[],MATCH($A31,CompMeasures[Measure Name],0),MATCH(\"Points\",CompMeasures[#Headers],0))","v":10},"No",{"$f":"IF(VLOOKUP($A31,Scope!$D:$J,6,FALSE)=\"Yes\",\"Yes\",\"No\")","v":"No"},{"$f":"IF(VLOOKUP($A31,Scope!$D:$J,7,FALSE)=\"Yes\",\"Yes\",\"No\")","v":"No"},null,null,null,null,null,0,0,null,null,null,null,null,null,null,0,0,0,0,null,null,null,0,15,0,null,null,null,"Pumps - Hydronic Space Conditioning","Yes","No",{"$f":"IFERROR(Summary!$E$19*($AF31/$AF$85),0)","v":0},null,0,{"$f":"IFERROR(IF($Q31>0,Summary!$C$19*($Q31/SUM($Q$86)),Summary!$D$19*($P31/(SUM($P$86)-SUM($Q$86)))),0)","v":0},null,0]
["Pumps - Domestic Water Usage",null,null,null,null,null,{"$f":"INDEX(CompMeasures[],MATCH($A32,CompMeasures[Measure Name],0),MATCH(\"Points\",CompMeasures[#Headers],0))","v":10},"No",{"$f":"IF(VLOOKUP($A32,Scope!$D:$J,6,FALSE)=\"Yes\",\"Yes\",\"No\")","v":"No"},{"$f":"IF(VLOOKUP($A32,Scope!$D:$J,7,FALSE)=\"Yes\",\"Yes\",\"No\")","v":"No"},null,null,null,null,null,0,0,null,null,null,null,null,null,null,0,0,0,0,null,null,null,0,15,0,null,null,null,"Pumps - Domestic Water Usage","Yes","No",{"$f":"IFERROR(Summary!$E$19*($AF32/$AF$85),0)","v":0},null,0,{"$f":"IFERROR(IF($Q32>0,Summary!$C$19*($Q32/SUM($Q$86)),Summary!$D$19*($P32/(SUM($P$86)-SUM($Q$86)))),0)","v":0},null,0]
["Motors",null,null,null,null,null,{"$f":"INDEX(CompMeasures[],MATCH($A33,CompMeasures[Measure Name],0),MATCH(\"Points\",CompMeasures[#Headers],0))","v":10},"No",{"$f":"IF(VLOOKUP($A33,Scope!$D:$J,6,FALSE)=\"Yes\",\"Yes\",\"No\")","v":"No"},{"$f":"IF(VLOOKUP($A33,Scope!$D:$J,7,FALSE)=\"Yes\",\"Yes\",\"No\")","v":"No"},null,null,null,null,null,0,0,null,null,null,null,null,null,null,0,0,0,0,null,null,null,0,15,0,null,null,null,"Motors","Yes","No",{"$f":"IFERROR(Summary!$E$19*($AF33/$AF$85),0)","v":0},null,0,{"$f":"IFERROR(IF($Q33>0,Summary!$C$19*($Q33/SUM($Q$86)),Summary!$D$19*($P33/(SUM($P$86)-SUM($Q$86)))),0)","v":0},null,0]
["VFD",null,null,null,null,null,{"$f":"INDEX(CompMeasures[],MATCH($A34,CompMeasures[Measure Name],0),MATCH(\"Points\",CompMeasures[#Headers],0))","v":10},"No",{"$f":"IF(VLOOKUP($A34,Scope!$D:$J,6,FALSE)=\"Yes\",\"Yes\",\"No\")","v":"No"},{"$f":"IF(VLOOKUP($A34,Scope!$D:$J,7,FALSE)=\"Yes\",\"Yes\",\"No\")","v":"No"},"See Section 7 in Program Manual",0.3,null,null,null,0,0,null,null,null,null,null,null,null,0,0,0,0,null,null,null,0,15,0,null,null,null,"VFD","Yes","No",{"$f":"IFERROR(Summary!$E$19*($AF34/$AF$85),0)","v":0},null,0,{"$f":"IFERROR(IF($Q34>0,Summary!$C$19*($Q34/SUM($Q$86)),Summary!$D$19*($P34/(SUM($P$86)-SUM($Q$86)))),0)","v":0},null,0]
["Air compressors",null,null,null,null,null,{"$f":"INDEX(CompMeasures[],MATCH($A35,CompMeasures[Measure Name],0),MATCH(\"Points\",CompMeasures[#Headers],0))","v":10},"No",{"$f":"IF(VLOOKUP($A35,Scope!$D:$J,6,FALSE)=\"Yes\",\"Yes\",\"No\")","v":"No"},{"$f":"IF(VLOOKUP($A35,Scope!$D:$J,7,FALSE)=\"Yes\",\"Yes\",\"No\")","v":"No"},"100% of three phase motors >1hp that run more than 100 hours/year must upgraded to NEMA premium",0.3,null,null,null,0,0,null,null,null,null,null,null,null,0,0,0,0,null,null,null,0,13,0,null,null,null,"Air compressors","Yes","No",{"$f":"IFERROR(Summary!$E$19*($AF35/$AF$85),0)","v":0},null,0,{"$f":"IFERROR(IF($Q35>0,Summary!$C$19*($Q35/SUM($Q$86)),Summary!$D$19*($P35/(SUM($P$86)-SUM($Q$86)))),0)","v":0},null,0]
["Air handlers",null,null,null,null,null,{"$f":"INDEX(CompMeasures[],MATCH($A36,CompMeasures[Measure Name],0),MATCH(\"Points\",CompMeasures[#Headers],0))","v":10},"No",{"$f":"IF(VLOOKUP($A36,Scope!$D:$J,6,FALSE)=\"Yes\",\"Yes\",\"No\")","v":"No"},{"$f":"IF(VLOOKUP($A36,Scope!$D:$J,7,FALSE)=\"Yes\",\"Yes\",\"No\")","v":"No"},"The system must serve at least 50% of the conditioned space in the building.",0,null,null,null,{"$f":"IF(AND(H36=\"Yes\",I36=\"Yes\",O36=0%),G36,0)","v":0},0,null,null,null,null,null,null,null,0,0,0,0,null,null,null,0,15,0,null,null,null,"Air handlers","Yes","No",{"$f":"IFERROR(Summary!$E$19*($AF36/$AF$85),0)","v":0},null,0,{"$f":"IFERROR(IF($Q36>0,Summary!$C$19*($Q36/SUM($Q$86)),Summary!$D$19*($P36/(SUM($P$86)-SUM($Q$86)))),0)","v":0},null,0]
["Exhaust fans",null,null,null,null,null,{"$f":"INDEX(CompMeasures[],MATCH($A37,CompMeasures[Measure Name],0),MATCH(\"Points\",CompMeasures[#Headers],0))","v":10},"No",{"$f":"IF(VLOOKUP($A37,Scope!$D:$J,6,FALSE)=\"Yes\",\"Yes\",\"No\")","v":"No"},{"$f":"IF(VLOOKUP($A37,Scope!$D:$J,7,FALSE)=\"Yes\",\"Yes\",\"No\")","v":"No"},"100% of three phase motors >1hp that run more than 100 hours/year must upgraded to NEMA premium",0.3,null,null,null,{"$f":"IF(AND(H37=\"Yes\",I37=\"Yes\",O37<=30%),G37,0)","v":0},0,null,null,null,null,null,null,null,0,0,0,0,null,null,null,0,15,0,null,null,null,"Exhaust fans","Yes","No",{"$f":"IFERROR(Summary!$E$19*($AF37/$AF$85),0)","v":0},null,0,{"$f":"IFERROR(IF($Q37>0,Summary!$C$19*($Q37/SUM($Q$86)),Summary!$D$19*($P37/(SUM($P$86)-SUM($Q$86)))),0)","v":0},null,0]
["Central air conditioning",null,null,null,null,null,{"$f":"INDEX(CompMeasures[],MATCH($A38,CompMeasures[Measure Name],0),MATCH(\"Points\",CompMeasures[#Headers],0))","v":20},"No",{"$f":"IF(VLOOKUP($A38,Scope!$D:$J,6,FALSE)=\"Yes\",\"Yes\",\"No\")","v":"No"},{"$f":"IF(VLOOKUP($A38,Scope!$D:$J,7,FALSE)=\"Yes\",\"Yes\",\"No\")","v":"No"},"The system must serve at least 50% of the conditioned space in the building.",0,null,null,null,{"$f":"IF(AND(H38=\"Yes\",I38=\"Yes\",O38<=0%),G38,0)","v":0},0,null,null,null,null,null,null,null,0,0,0,0,null,null,null,0,15,0,null,null,null,"Central air conditioning","Yes","No",{"$f":"IFERROR(Summary!$E$19*($AF38/$AF$85),0)","v":0},null,0,{"$f":"IFERROR(IF($Q38>0,Summary!$C$19*($Q38/SUM($Q$86)),Summary!$D$19*($P38/(SUM($P$86)-SUM($Q$86)))),0)","v":0},null,0]
["Cooling tower",null,null,null,null,null,{"$f":"INDEX(CompMeasures[],MATCH($A39,CompMeasures[Measure Name],0),MATCH(\"Points\",CompMeasures[#Headers],0))","v":20},"No",{"$f":"IF(VLOOKUP($A39,Scope!$D:$J,6,FALSE)=\"Yes\",\"Yes\",\"No\")","v":"No"},{"$f":"IF(VLOOKUP($A39,Scope!$D:$J,7,FALSE)=\"Yes\",\"Yes\",\"No\")","v":"No"},null,null,null,null,null,{"$f":"IF(AND(H39=\"Yes\",I39=\"Yes\",O39<=0%),G39,0)","v":0},0,null,null,null,null,null,null,null,0,0,0,0,null,null,null,0,15,0,null,null,null,"Cooling tower","Yes","No",{"$f":"IFERROR(Summary!$E$19*($AF39/$AF$85),0)","v":0},null,0,{"$f":"IFERROR(IF($Q39>0,Summary!$C$19*($Q39/SUM($Q$86)),Summary!$D$19*($P39/(SUM($P$86)-SUM($Q$86)))),0)","v":0},null,0]
["Ventilation Overhaul",null,null,null,null,null,{"$f":"INDEX(CompMeasures[],MATCH($A40,CompMeasures[Measure Name],0),MATCH(\"Points\",CompMeasures[#Headers],0))","v":20},"No",{"$f":"IF(VLOOKUP($A40,Scope!$D:$J,6,FALSE)=\"Yes\",\"Yes\",\"No\")","v":"No"},{"$f":"IF(VLOOKUP($A40,Scope!$D:$J,7,FALSE)=\"Yes\",\"Yes\",\"No\")","v":"No"},"1.\tKitchens and bathrooms shall be continuously ventilated to a minimum of 25 CFM and 20 CFM, respectively.\n2.\tAdjustable constant airflow regulators (CARs) are required to maintain balanced operation.  CARs must be installed in 70% of apartment exhaust grills and 100% of common area supply and exhaust grills.\n3.\t Seal all central ventilation duct work (e.g. aerosolized sealant product) to meet duct leakage limit of 5 CFM50 per register + 5 CFM50/floor leakage OR a maximum leakage of 10% of total design air flow for system, whichever is lower.",0,null,null,null,{"$f":"IF(AND(H40=\"Yes\",I40=\"Yes\",O40<=0%),G40,0)","v":0},0,null,null,null,null,null,null,null,0,0,0,0,null,null,null,0,15,0,null,null,null,"Ventilation Overhaul","Yes","No",{"$f":"IFERROR(Summary!$E$19*($AF40/$AF$85),0)","v":0},null,0,{"$f":"IFERROR(IF($Q40>0,Summary!$C$19*($Q40/SUM($Q$86)),Summary!$D$19*($P40/(SUM($P$86)-SUM($Q$86)))),0)","v":0},null,0]
["Packaged terminal air conditioner",null,null,null,null,null,{"$f":"INDEX(CompMeasures[],MATCH($A41,CompMeasures[Measure Name],0),MATCH(\"Points\",CompMeasures[#Headers],0))","v":20},"No",{"$f":"IF(VLOOKUP($A41,Scope!$D:$J,6,FALSE)=\"Yes\",\"Yes\",\"No\")","v":"No"},{"$f":"IF(VLOOKUP($A41,Scope!$D:$J,7,FALSE)=\"Yes\",\"Yes\",\"No\")","v":"No"},"The system must serve at least 50% of the conditioned space in the building.",0,null,null,null,{"$f":"IF(AND(H41=\"Yes\",I41=\"Yes\",O41<=0%),G41,0)","v":0},0,null,null,null,null,null,null,null,0,0,0,0,null,null,null,0,15,0,null,null,null,"Packaged terminal air conditioner","Yes","No",{"$f":"IFERROR(Summary!$E$19*($AF41/$AF$85),0)","v":0},null,0,{"$f":"IFERROR(IF($Q41>0,Summary!$C$19*($Q41/SUM($Q$86)),Summary!$D$19*($P41/(SUM($P$86)-SUM($Q$86)))),0)","v":0},null,0]
["VRF cooling only",null,null,null,null,null,{"$f":"INDEX(CompMeasures[],MATCH($A42,CompMeasures[Measure Name],0),MATCH(\"Points\",CompMeasures[#Headers],0))","v":20},"No",{"$f":"IF(VLOOKUP($A42,Scope!$D:$J,6,FALSE)=\"Yes\",\"Yes\",\"No\")","v":"No"},{"$f":"IF(VLOOKUP($A42,Scope!$D:$J,7,FALSE)=\"Yes\",\"Yes\",\"No\")","v":"No"},null,null,null,null,null,{"$f":"IF(AND(H42=\"Yes\",I42=\"Yes\",O42<=0%),G42,0)","v":0},0,null,null,null,null,null,null,null,0,0,0,0,null,null,null,0,15,0,null,null,null,"VRF cooling only","Yes","No",{"$f":"IFERROR(Summary!$E$19*($AF42/$AF$85),0)","v":0},null,0,{"$f":"IFERROR(IF($Q42>0,Summary!$C$19*($Q42/SUM($Q$86)),Summary!$D$19*($P42/(SUM($P$86)-SUM($Q$86)))),0)","v":0},null,0]
["Elevator modernization",null,null,null,null,null,{"$f":"INDEX(CompMeasures[],MATCH($A43,CompMeasures[Measure Name],0),MATCH(\"Points\",CompMeasures[#Headers],0))","v":20},"No",{"$f":"IF(VLOOKUP($A43,Scope!$D:$J,6,FALSE)=\"Yes\",\"Yes\",\"No\")","v":"No"},{"$f":"IF(VLOOKUP($A43,Scope!$D:$J,7,FALSE)=\"Yes\",\"Yes\",\"No\")","v":"No"},"100% of elevators in the building ",0.25,null,null,null,{"$f":"IF(AND(H43=\"Yes\",I43=\"Yes\",N43=100%,O43<=25%),G43,0)","v":0},0,null,null,null,null,null,null,null,0,0,0,0,null,null,null,0,15,0,null,null,null,"Elevator modernization","Yes","No",{"$f":"IFERROR(Summary!$E$19*($AF43/$AF$85),0)","v":0},null,0,{"$f":"IFERROR(IF($Q43>0,Summary!$C$19*($Q43/SUM($Q$86)),Summary!$D$19*($P43/(SUM($P$86)-SUM($Q$86)))),0)","v":0},null,0]
["SUB TOTAL",null,null,null,null,null,null,{"$f":"COUNTIF(H15:H43,\"Yes\")","v":0},{"$f":"COUNTIF(I15:I43,\"Yes\")","v":0},0,null,null,{"$f":"SUM(M15:M43)","v":0},null,null,{"$f":"SUMIF(S15:S43,\">0\",P15:P43)","v":0},{"$f":"SUMIF(S15:S43,\">0\",Q15:Q43)","v":0},{"$f":"SUM(R15:R43)","v":0},{"$f":"SUM(S15:S43)","v":0},{"$f":"SUM(T15:T43)","v":0},{"$f":"SUM(U15:U43)","v":0},0,{"$f":"SUM(W15:W43)","v":0},{"$f":"SUM(X15:X43)","v":0},{"$f":"SUM(W44:X44)","v":0},{"$f":"SUM(Z15:Z43)","v":0},{"$f":"SUM(AA15:AA43)","v":0},{"$f":"AA44*0.003412","v":0},{"$f":"SUM(AC15:AC43)","v":0},0,{"$f":"SUM(AE15:AE43)","v":0},{"$f":"SUM(AF15:AF43)","v":0}]
["Gas Saving Measures"]
["Boiler clean and tune",null,null,null,null,null,{"$f":"INDEX(CompMeasures[],MATCH($A46,CompMeasures[Measure Name],0),MATCH(\"Points\",CompMeasures[#Headers],0))","v":5},{"$f":"I46","v":"No"},{"$f":"IF(VLOOKUP($A46,Scope!$D:$J,6,FALSE)=\"Yes\",\"Yes\",\"No\")","v":"No"},{"$f":"IF(VLOOKUP($A46,Scope!$D:$J,7,FALSE)=\"Yes\",\"Yes\",\"No\")","v":"No"},"100% for central systems; 70% if boiler/furnace is in-unit","0% for central systems; 30% if boiler/furnace is in-unit ",null,null,null,{"$f":"IF('Customer Info'!C35=\"Central system\",IF(AND(H46=\"Yes\",I46=\"Yes\",N46=100%,O46=0%),G46,0),IF(AND(H46=\"Yes\",I46=\"Yes\",N46>=70%,O46<=30%),G46,0))","v":0},{"$f":"IF(AND(H46=\"Yes\",I46=\"Yes\",J46=\"Yes\",P46=G46),G46,0)","v":0},null,null,null,null,null,null,null,{"$f":"W46+X46","v":0},null,null,null,{"$f":"IF(P46=0,0,T46)","v":0},{"$f":"IF(P46=0,0,U46)","v":0},{"$f":"AD46/10","v":0},{"$f":"AB46+AE46","v":0},5,0,null,null,null,"Boiler clean and tune","No","Yes",null,{"$f":"IFERROR(Summary!$E$19*($AF46/$AF$85),0)","v":0},0,null,{"$f":"IFERROR(IF($Q46>0,Summary!$C$19*($Q46/SUM($Q$86)),Summary!$D$19*($P46/(SUM($P$86)-SUM($Q$86)))),0)","v":0},{"$f":"AR46+AS46","v":0}]
["Furnace clean and tune",null,null,null,null,null,{"$f":"INDEX(CompMeasures[],MATCH($A47,CompMeasures[Measure Name],0),MATCH(\"Points\",CompMeasures[#Headers],0))","v":5},"No",{"$f":"IF(VLOOKUP($A47,Scope!$D:$J,6,FALSE)=\"Yes\",\"Yes\",\"No\")","v":"No"},{"$f":"IF(VLOOKUP($A47,Scope!$D:$J,7,FALSE)=\"Yes\",\"Yes\",\"No\")","v":"No"},null,null,null,null,null,{"$f":"IF('Customer Info'!C35=\"Central system\",IF(AND(H47=\"Yes\",I47=\"Yes\",N47=100%,O47=0%),G47,0),IF(AND(H47=\"Yes\",I47=\"Yes\",N47>=70%,O47<=30%),G47,0))","v":0},0,null,null,null,null,null,null,null,{"$f":"W47+X47","v":0},null,null,null,0,{"$f":"IF(P47=0,0,U47)","v":0},{"$f":"AD47/10","v":0},{"$f":"AB47+AE47","v":0},5,{"$f":"IFERROR(AF47*AG47,0)","v":0},null,null,null,"Furnace clean and tune","No","Yes",null,{"$f":"IFERROR(Summary!$E$19*($AF47/$AF$85),0)","v":0},{"$f":"AO47+AP47","v":0},null,{"$f":"IFERROR(IF($Q47>0,Summary!$C$19*($Q47/SUM($Q$86)),Summary!$D$19*($P47/(SUM($P$86)-SUM($Q$86)))),0)","v":0},{"$f":"AR47+AS47","v":0}]
["Faucet aerators†",null,null,null,null,null,{"$f":"INDEX(CompMeasures[],MATCH($A48,CompMeasures[Measure Name],0),MATCH(\"Points\",CompMeasures[#Headers],0))","v":5},"No",{"$f":"IF(VLOOKUP($A48,Scope!$D:$J,6,FALSE)=\"Yes\",\"Yes\",\"No\")","v":"No"},{"$f":"IF(VLOOKUP($A48,Scope!$D:$J,7,FALSE)=\"Yes\",\"Yes\",\"No\")","v":"No"},"70% of apartments","30% of the building’s total apartments ",null,null,null,{"$f":"IF(AND(H48=\"Yes\",I48=\"Yes\",N48>=70%,O48<=30%),G48,0)","v":0},0,null,null,null,null,null,null,null,0,null,null,null,0,0,0,0,10,0,null,null,null,"Faucet aerators","No","Yes",null,{"$f":"IFERROR(Summary!$E$19*($AF48/$AF$85),0)","v":0},0,null,{"$f":"IFERROR(IF($Q48>0,Summary!$C$19*($Q48/SUM($Q$86)),Summary!$D$19*($P48/(SUM($P$86)-SUM($Q$86)))),0)","v":0},0]
["Low-flow showerheads†",null,null,null,null,null,{"$f":"INDEX(CompMeasures[],MATCH($A49,CompMeasures[Measure Name],0),MATCH(\"Points\",CompMeasures[#Headers],0))","v":5},"No",{"$f":"IF(VLOOKUP($A49,Scope!$D:$J,6,FALSE)=\"Yes\",\"Yes\",\"No\")","v":"No"},{"$f":"IF(VLOOKUP($A49,Scope!$D:$J,7,FALSE)=\"Yes\",\"Yes\",\"No\")","v":"No"},null,null,null,null,null,{"$f":"IF(AND(H49=\"Yes\",I49=\"Yes\",N49>=70%,O49<=30%),IF(P48>0,0,G49),0)","v":0},0,null,null,null,null,null,null,null,0,null,null,null,0,0,0,0,10,0,null,null,null,"Low-flow showerheads","No","Yes",null,{"$f":"IFERROR(Summary!$E$19*($AF49/$AF$85),0)","v":0},0,null,{"$f":"IFERROR(IF($Q49>0,Summary!$C$19*($Q49/SUM($Q$86)),Summary!$D$19*($P49/(SUM($P$86)-SUM($Q$86)))),0)","v":0},0]
["Air sealing package: door weather stripping, door sweep, door threshold/extender, door replacement, window repair, fixed louver partial cover, seal air leaks with foam sealant",null,null,null,null,null,{"$f":"INDEX(CompMeasures[],MATCH($A50,CompMeasures[Measure Name],0),MATCH(\"Points\",CompMeasures[#Headers],0))","v":10},{"$f":"I50","v":"No"},{"$f":"IF(VLOOKUP($A50,Scope!$D:$J,6,FALSE)=\"Yes\",\"Yes\",\"No\")","v":"No"},{"$f":"IF(VLOOKUP($A50,Scope!$D:$J,7,FALSE)=\"Yes\",\"Yes\",\"No\")","v":"No"},"See Section 7 in Program Manual","30% of each air sealing as described in the Program Manual (to be evaluated based on the survey provided based on technical requirements in the Program Manual)",null,null,null,{"$f":"IF(AND(H50=\"Yes\",I50=\"Yes\"),G50,0)","v":0},0,null,null,null,null,null,null,null,0,null,null,null,0,0,0,0,15,0,null,null,null,"Air sealing package","No","Yes",null,{"$f":"IFERROR(Summary!$E$19*($AF50/$AF$85),0)","v":0},0,null,{"$f":"IFERROR(IF($Q50>0,Summary!$C$19*($Q50/SUM($Q$86)),Summary!$D$19*($P50/(SUM($P$86)-SUM($Q$86)))),0)","v":0},0]
["Boiler burner replacement",null,null,null,null,null,{"$f":"INDEX(CompMeasures[],MATCH($A51,CompMeasures[Measure Name],0),MATCH(\"Points\",CompMeasures[#Headers],0))","v":10},"No",{"$f":"IF(VLOOKUP($A51,Scope!$D:$J,6,FALSE)=\"Yes\",\"Yes\",\"No\")","v":"No"},{"$f":"IF(VLOOKUP($A51,Scope!$D:$J,7,FALSE)=\"Yes\",\"Yes\",\"No\")","v":"No"},"For central systems, 100% of the boiler or furnace that serves the apartments must be updated.  For unitary systems, 70% of the apartment boilers/furnaces must be updated. ","0% of central systems, except for systems of more than 1 unit where the requirement will be 30% of the central system,\n30% of in-unit boilers/furnaces",null,null,null,{"$f":"IF('Customer Info'!C35=\"Central system\",IF(AND(H51=\"Yes\",I51=\"Yes\",N51=100%,O51=0%),G51,0),IF(AND(H51=\"Yes\",I51=\"Yes\",N51>=70%,O51<=30%),G51,0))","v":0},0,null,null,null,null,null,null,null,0,null,null,null,0,0,0,0,15,0,null,null,null,"Boiler burner replacement","No","Yes",null,{"$f":"IFERROR(Summary!$E$19*($AF51/$AF$85),0)","v":0},0,null,{"$f":"IFERROR(IF($Q51>0,Summary!$C$19*($Q51/SUM($Q$86)),Summary!$D$19*($P51/(SUM($P$86)-SUM($Q$86)))),0)","v":0},0]
["Master venting**",null,null,null,null,null,{"$f":"INDEX(CompMeasures[],MATCH($A52,CompMeasures[Measure Name],0),MATCH(\"Points\",CompMeasures[#Headers],0))","v":5},"No",{"$f":"IF(VLOOKUP($A52,Scope!$D:$J,6,FALSE)=\"Yes\",\"Yes\",\"No\")","v":"No"},{"$f":"IF(VLOOKUP($A52,Scope!$D:$J,7,FALSE)=\"Yes\",\"Yes\",\"No\")","v":"No"},"See Section 7 in Program Manual","30% of the total building",null,null,null,{"$f":"IF(AND(H52=\"Yes\",I46=\"Yes\",I52=\"Yes\",OR(I60=\"Yes\",I61=\"Yes\"),O52<=30%),G52,0)","v":0},0,null,null,null,null,null,null,null,0,null,null,null,0,0,0,0,null,0,null,null,null,"Master venting","No","Yes",null,{"$f":"IFERROR(Summary!$E$19*($AF52/$AF$85),0)","v":0},0,null,{"$f":"IFERROR(IF($Q52>0,Summary!$C$19*($Q52/SUM($Q$86)),Summary!$D$19*($P52/(SUM($P$86)-SUM($Q$86)))),0)","v":0},0]
["Orifice plates**",null,null,null,null,null,{"$f":"INDEX(CompMeasures[],MATCH($A53,CompMeasures[Measure Name],0),MATCH(\"Points\",CompMeasures[#Headers],0))","v":5},"No",{"$f":"IF(VLOOKUP($A53,Scope!$D:$J,6,FALSE)=\"Yes\",\"Yes\",\"No\")","v":"No"},{"$f":"IF(VLOOKUP($A53,Scope!$D:$J,7,FALSE)=\"Yes\",\"Yes\",\"No\")","v":"No"},null,null,null,null,null,{"$f":"IF('Customer Info'!C33=\"Steam 1 Pipe\",0,IF(AND(H53=\"Yes\",I46=\"Yes\",I53=\"Yes\",I55=\"Yes\",O53<=30%),G53,0))","v":0},0,null,null,null,null,null,null,null,0,null,null,null,0,0,0,0,15,0,null,null,null,"Orifice plates","No","Yes",null,{"$f":"IFERROR(Summary!$E$19*($AF53/$AF$85),0)","v":0},0,null,{"$f":"IFERROR(IF($Q53>0,Summary!$C$19*($Q53/SUM($Q$86)),Summary!$D$19*($P53/(SUM($P$86)-SUM($Q$86)))),0)","v":0},0]
["Steam traps",null,null,null,null,null,{"$f":"INDEX(CompMeasures[],MATCH($A54,CompMeasures[Measure Name],0),MATCH(\"Points\",CompMeasures[#Headers],0))","v":10},"No",{"$f":"IF(VLOOKUP($A54,Scope!$D:$J,6,FALSE)=\"Yes\",\"Yes\",\"No\")","v":"No"},{"$f":"IF(VLOOKUP($A54,Scope!$D:$J,7,FALSE)=\"Yes\",\"Yes\",\"No\")","v":"No"},null,null,null,null,null,{"$f":"IF(AND(H54=\"Yes\",I54=\"Yes\",O54<=30%),G54,0)","v":0},0,null,null,null,null,null,null,null,0,null,null,null,0,0,0,0,6,0,null,null,null,"Steam traps","No","Yes",null,{"$f":"IFERROR(Summary!$E$19*($AF54/$AF$85),0)","v":0},0,null,{"$f":"IFERROR(IF($Q54>0,Summary!$C$19*($Q54/SUM($Q$86)),Summary!$D$19*($P54/(SUM($P$86)-SUM($Q$86)))),0)","v":0},0]
["Thermostatic radiator valves**",null,null,null,null,null,{"$f":"INDEX(CompMeasures[],MATCH($A55,CompMeasures[Measure Name],0),MATCH(\"Points\",CompMeasures[#Headers],0))","v":5},"No",{"$f":"IF(VLOOKUP($A55,Scope!$D:$J,6,FALSE)=\"Yes\",\"Yes\",\"No\")","v":"No"},{"$f":"IF(VLOOKUP($A55,Scope!$D:$J,7,FALSE)=\"Yes\",\"Yes\",\"No\")","v":"No"},null,null,null,null,null,{"$f":"IF('Customer Info'!C33=\"Steam 1 Pipe\",0,IF(AND(H55=\"Yes\",I46=\"Yes\",I53=\"Yes\",I55=\"Yes\",O55<=30%),G55,0))","v":0},0,null,null,null,null,null,null,null,0,null,null,null,0,0,0,0,15,0,null,null,null,"Thermostatic radiator valves","No","Yes",null,{"$f":"IFERROR(Summary!$E$19*($AF55/$AF$85),0)","v":0},0,null,{"$f":"IFERROR(IF($Q55>0,Summary!$C$19*($Q55/SUM($Q$86)),Summary!$D$19*($P55/(SUM($P$86)-SUM($Q$86)))),0)","v":0},0]
["Domestic hot water controls",null,null,null,null,null,{"$f":"INDEX(CompMeasures[],MATCH($A56,CompMeasures[Measure Name],0),MATCH(\"Points\",CompMeasures[#Headers],0))","v":10},"No",{"$f":"IF(VLOOKUP($A56,Scope!$D:$J,6,FALSE)=\"Yes\",\"Yes\",\"No\")","v":"No"},{"$f":"IF(VLOOKUP($A56,Scope!$D:$J,7,FALSE)=\"Yes\",\"Yes\",\"No\")","v":"No"},"For central systems, 100% of the main system that serves the apartments must be updated.  For unitary systems, 70% of the apartment water heaters must be updated. ","0% of central systems, except for systems of more than 1 unit where the requirement will be 30% of the central system ,\n30% of in-unit water heaters ",null,null,null,{"$f":"IF('Customer Info'!C35=\"Central system\",IF(AND(H56=\"Yes\",I56=\"Yes\",N56=100%,O56=0%),G56,0),IF(AND(H56=\"Yes\",I56=\"Yes\",N56>=70%,O56<=30%),G56,0))","v":0},0,null,null,null,null,null,null,null,0,null,null,null,0,0,0,0,15,0,null,null,null,"Domestic hot water controls","No","Yes",null,{"$f":"IFERROR(Summary!$E$19*($AF56/$AF$85),0)","v":0},0,null,{"$f":"IFERROR(IF($Q56>0,Summary!$C$19*($Q56/SUM($Q$86)),Summary!$D$19*($P56/(SUM($P$86)-SUM($Q$86)))),0)","v":0},0]
["EMS",null,null,null,null,null,{"$f":"INDEX(CompMeasures[],MATCH($A57,CompMeasures[Measure Name],0),MATCH(\"Points\",CompMeasures[#Headers],0))","v":10},"No",{"$f":"IF(VLOOKUP($A57,Scope!$D:$J,6,FALSE)=\"Yes\",\"Yes\",\"No\")","v":"No"},{"$f":"IF(VLOOKUP($A57,Scope!$D:$J,7,FALSE)=\"Yes\",\"Yes\",\"No\")","v":"No"},"See Section 7 in Program Manual",0,null,null,null,{"$f":"IF(AND('Customer Info'!E28>10,H57=\"Yes\",I57=\"Yes\",O57=0%),G57,0)","v":0},0,null,null,null,null,null,null,null,0,null,null,null,0,0,0,0,15,0,null,null,null,"EMS","No","Yes",null,{"$f":"IFERROR(Summary!$E$19*($AF57/$AF$85),0)","v":0},0,null,{"$f":"IFERROR(IF($Q57>0,Summary!$C$19*($Q57/SUM($Q$86)),Summary!$D$19*($P57/(SUM($P$86)-SUM($Q$86)))),0)","v":0},0]
["Smart thermostatic radiator enclosure",null,null,null,null,null,{"$f":"INDEX(CompMeasures[],MATCH($A58,CompMeasures[Measure Name],0),MATCH(\"Points\",CompMeasures[#Headers],0))","v":10},"No",{"$f":"IF(VLOOKUP($A58,Scope!$D:$J,6,FALSE)=\"Yes\",\"Yes\",\"No\")","v":"No"},{"$f":"IF(VLOOKUP($A58,Scope!$D:$J,7,FALSE)=\"Yes\",\"Yes\",\"No\")","v":"No"},"See Section 7 (TRVs) in the Program Manual","30% of the total building",null,null,null,{"$f":"IF('Customer Info'!C33=\"Steam 1 Pipe\",0,IF(AND(H58=\"Yes\",I46=\"Yes\",I53=\"Yes\",I58=\"Yes\",O58<=30%),G58,0))","v":0},0,null,null,null,null,null,null,null,0,null,null,null,0,0,0,0,15,0,null,null,null,"Smart thermostatic radiator enclosure","No","Yes",null,{"$f":"IFERROR(Summary!$E$19*($AF58/$AF$85),0)","v":0},0,null,{"$f":"IFERROR(IF($Q58>0,Summary!$C$19*($Q58/SUM($Q$86)),Summary!$D$19*($P58/(SUM($P$86)-SUM($Q$86)))),0)","v":0},0]
["Boiler jacket ***",null,null,null,null,null,{"$f":"INDEX(CompMeasures[],MATCH($A59,CompMeasures[Measure Name],0),MATCH(\"Points\",CompMeasures[#Headers],0))","v":5},{"$f":"I58","v":"No"},{"$f":"IF(VLOOKUP($A59,Scope!$D:$J,6,FALSE)=\"Yes\",\"Yes\",\"No\")","v":"No"},{"$f":"IF(VLOOKUP($A59,Scope!$D:$J,7,FALSE)=\"Yes\",\"Yes\",\"No\")","v":"No"},"For central systems, 100% of the boiler or furnace that serves the apartments must be updated.  For unitary systems, 70% of the apartment boilers/furnaces must be updated. ","0% of central systems, except for systems of more than 1 unit where the requirement will be\n30% of the central system \n30% of in-unit boilers/furnaces",null,null,null,{"$f":"IF('Customer Info'!C35=\"Central system\",IF(AND(H59=\"Yes\",I59=\"Yes\",N59=100%,O59=0%),G59,0),IF(AND(H59=\"Yes\",I59=\"Yes\",N59>=70%,O59<=30%),G59,0))","v":0},0,null,null,null,null,null,null,null,0,null,null,null,0,0,0,0,15,0,null,null,null,"Boiler jacket","No","Yes",null,{"$f":"IFERROR(Summary!$E$19*($AF59/$AF$85),0)","v":0},0,null,{"$f":"IFERROR(IF($Q59>0,Summary!$C$19*($Q59/SUM($Q$86)),Summary!$D$19*($P59/(SUM($P$86)-SUM($Q$86)))),0)","v":0},0]
["Domestic hot water pipe insulation ***",null,null,null,null,null,{"$f":"INDEX(CompMeasures[],MATCH($A60,CompMeasures[Measure Name],0),MATCH(\"Points\",CompMeasures[#Headers],0))","v":10},"No",{"$f":"IF(VLOOKUP($A60,Scope!$D:$J,6,FALSE)=\"Yes\",\"Yes\",\"No\")","v":"No"},{"$f":"IF(VLOOKUP($A60,Scope!$D:$J,7,FALSE)=\"Yes\",\"Yes\",\"No\")","v":"No"},"100% of pipe in mechanical room and 100% of accessible piping in unconditioned spaces must be insulated.","40% of the linear feet of heating and hot water piping identified by the Pipe Insulation Survey",null,null,null,{"$f":" IF(AND(H60=\"Yes\",I60=\"Yes\",N60=100%,O60<=40%,P59=0),G60,0)","v":0},0,null,null,null,null,null,null,null,0,null,null,null,0,0,0,0,15,0,null,null,null,"Domestic hot water pipe insulation","No","Yes",null,{"$f":"IFERROR(Summary!$E$19*($AF60/$AF$85),0)","v":0},0,null,{"$f":"IFERROR(IF($Q60>0,Summary!$C$19*($Q60/SUM($Q$86)),Summary!$D$19*($P60/(SUM($P$86)-SUM($Q$86)))),0)","v":0},0]
["Steam or heating hot water pipe insulation ***",null,null,null,null,null,{"$f":"INDEX(CompMeasures[],MATCH($A61,CompMeasures[Measure Name],0),MATCH(\"Points\",CompMeasures[#Headers],0))","v":10},"No",{"$f":"IF(VLOOKUP($A61,Scope!$D:$J,6,FALSE)=\"Yes\",\"Yes\",\"No\")","v":"No"},{"$f":"IF(VLOOKUP($A61,Scope!$D:$J,7,FALSE)=\"Yes\",\"Yes\",\"No\")","v":"No"},null,null,null,null,null,{"$f":" IF(AND(H61=\"Yes\",I61=\"Yes\",N61=100%,O61<=40%,P59=0,P60=0),G61,0)","v":0},0,null,null,null,null,null,null,null,0,null,null,null,0,0,0,0,15,0,null,null,null,"Steam or heating hot water pipe insulation","No","Yes",null,{"$f":"IFERROR(Summary!$E$19*($AF61/$AF$85),0)","v":0},0,null,{"$f":"IFERROR(IF($Q61>0,Summary!$C$19*($Q61/SUM($Q$86)),Summary!$D$19*($P61/(SUM($P$86)-SUM($Q$86)))),0)","v":0},0]
["Tank insulation ***",null,null,null,null,null,{"$f":"INDEX(CompMeasures[],MATCH($A62,CompMeasures[Measure Name],0),MATCH(\"Points\",CompMeasures[#Headers],0))","v":10},"No",{"$f":"IF(VLOOKUP($A62,Scope!$D:$J,6,FALSE)=\"Yes\",\"Yes\",\"No\")","v":"No"},{"$f":"IF(VLOOKUP($A62,Scope!$D:$J,7,FALSE)=\"Yes\",\"Yes\",\"No\")","v":"No"},null,null,null,null,null,{"$f":" IF(AND(H62=\"Yes\",I62=\"Yes\",N62=100%,O62<=40%,P59=0,P60=0,P61=0),G62,0)","v":0},0,null,null,null,null,null,null,null,0,null,null,null,0,0,0,0,15,0,null,null,null,"Tank insulation","No","Yes",null,{"$f":"IFERROR(Summary!$E$19*($AF62/$AF$85),0)","v":0},0,null,{"$f":"IFERROR(IF($Q62>0,Summary!$C$19*($Q62/SUM($Q$86)),Summary!$D$19*($P62/(SUM($P$86)-SUM($Q$86)))),0)","v":0},0]
["Domestic hot water - indirect water heater",null,null,null,null,null,{"$f":"INDEX(CompMeasures[],MATCH($A63,CompMeasures[Measure Name],0),MATCH(\"Points\",CompMeasures[#Headers],0))","v":30},"No",{"$f":"IF(VLOOKUP($A63,Scope!$D:$J,6,FALSE)=\"Yes\",\"Yes\",\"No\")","v":"No"},{"$f":"IF(VLOOKUP($A63,Scope!$D:$J,7,FALSE)=\"Yes\",\"Yes\",\"No\")","v":"No"},"For central systems, 100% of the main system that serves the apartments must be updated.  For unitary systems, 70% of the apartment water heaters must be updated. ","0% of central systems, except for systems of more than 1 unit where the requirement will be 30% of the central system ,\n30% of in-unit water heaters ",null,null,null,{"$f":" IF('Customer Info'!C35=\"Central system\",IF(AND(H63=\"Yes\",I63=\"Yes\",N63=100%,O63=0%),G63,0),IF(AND(H63=\"Yes\",I63=\"Yes\",N63>=70%,O63<=30%),G63,0))","v":0},0,null,null,null,null,null,null,null,0,null,null,null,0,0,0,0,11,0,null,null,null,"Domestic hot water - indirect water heater","No","Yes",null,{"$f":"IFERROR(Summary!$E$19*($AF63/$AF$85),0)","v":0},0,null,{"$f":"IFERROR(IF($Q63>0,Summary!$C$19*($Q63/SUM($Q$86)),Summary!$D$19*($P63/(SUM($P$86)-SUM($Q$86)))),0)","v":0},0]
["Domestic hot water - instantaneous domestic water heater",null,null,null,null,null,{"$f":"INDEX(CompMeasures[],MATCH($A64,CompMeasures[Measure Name],0),MATCH(\"Points\",CompMeasures[#Headers],0))","v":30},"No",{"$f":"IF(VLOOKUP($A64,Scope!$D:$J,6,FALSE)=\"Yes\",\"Yes\",\"No\")","v":"No"},{"$f":"IF(VLOOKUP($A64,Scope!$D:$J,7,FALSE)=\"Yes\",\"Yes\",\"No\")","v":"No"},null,null,null,null,null,{"$f":" IF('Customer Info'!C35=\"Central system\",IF(AND(H64=\"Yes\",I64=\"Yes\",N64=100%,O64=0%,P63=0),G64,0),IF(AND(H64=\"Yes\",I64=\"Yes\",N64>=70%,O64<=30%,P63=0),G64,0))","v":0},0,null,null,null,null,null,null,null,0,null,null,null,0,0,0,0,20,0,null,null,null,"Domestic hot water - instantaneous domestic water heater","No","Yes",null,{"$f":"IFERROR(Summary!$E$19*($AF64/$AF$85),0)","v":0},0,null,{"$f":"IFERROR(IF($Q64>0,Summary!$C$19*($Q64/SUM($Q$86)),Summary!$D$19*($P64/(SUM($P$86)-SUM($Q$86)))),0)","v":0},0]
["Domestic hot water - storage tank water heater",null,null,null,null,null,{"$f":"INDEX(CompMeasures[],MATCH($A65,CompMeasures[Measure Name],0),MATCH(\"Points\",CompMeasures[#Headers],0))","v":30},"No",{"$f":"IF(VLOOKUP($A65,Scope!$D:$J,6,FALSE)=\"Yes\",\"Yes\",\"No\")","v":"No"},{"$f":"IF(VLOOKUP($A65,Scope!$D:$J,7,FALSE)=\"Yes\",\"Yes\",\"No\")","v":"No"},null,null,null,null,null,{"$f":" IF('Customer Info'!C35=\"Central system\",IF(AND(H65=\"Yes\",I65=\"Yes\",N65=100%,O65=0%,P63=0,P64=0),G65,0),IF(AND(H65=\"Yes\",I65=\"Yes\",N65>=70%,O65<=30%,P63=0,P64=0),G65,0))","v":0},0,null,null,null,null,null,null,null,0,null,null,null,0,0,0,0,15,0,null,null,null,"Domestic hot water - storage tank water heater","No","Yes",null,{"$f":"IFERROR(Summary!$E$19*($AF65/$AF$85),0)","v":0},0,null,{"$f":"IFERROR(IF($Q65>0,Summary!$C$19*($Q65/SUM($Q$86)),Summary!$D$19*($P65/(SUM($P$86)-SUM($Q$86)))),0)","v":0},0]
["Boiler replacement - condensing",null,null,null,null,null,{"$f":"INDEX(CompMeasures[],MATCH($A66,CompMeasures[Measure Name],0),MATCH(\"Points\",CompMeasures[#Headers],0))","v":40},"No",{"$f":"IF(VLOOKUP($A66,Scope!$D:$J,6,FALSE)=\"Yes\",\"Yes\",\"No\")","v":"No"},{"$f":"IF(VLOOKUP($A66,Scope!$D:$J,7,FALSE)=\"Yes\",\"Yes\",\"No\")","v":"No"},"For central systems, 100% of the boiler or furnace that serves the apartments must be updated.  For unitary systems, 70% of the apartment boilers/furnaces must be updated. ","0% of central systems, except for systems of more than 1 unit where the requirement will be\n30% of the central system \n30% of in-unit boilers/furnaces",null,null,null,{"$f":" IF('Customer Info'!C35=\"Central system\",IF(AND(H66=\"Yes\",I66=\"Yes\",N66=100%,O66=0%),G66,0),IF(AND(H66=\"Yes\",I66=\"Yes\",N66>=70%,O66<=30%),G66,0))","v":0},0,null,null,null,null,null,null,null,0,null,null,null,0,0,0,0,24,0,null,null,null,"Boiler replacement - condensing","No","Yes",null,{"$f":"IFERROR(Summary!$E$19*($AF66/$AF$85),0)","v":0},0,null,{"$f":"IFERROR(IF($Q66>0,Summary!$C$19*($Q66/SUM($Q$86)),Summary!$D$19*($P66/(SUM($P$86)-SUM($Q$86)))),0)","v":0},0]
["Boiler replacement - hot water",null,null,null,null,null,{"$f":"INDEX(CompMeasures[],MATCH($A67,CompMeasures[Measure Name],0),MATCH(\"Points\",CompMeasures[#Headers],0))","v":40},"No",{"$f":"IF(VLOOKUP($A67,Scope!$D:$J,6,FALSE)=\"Yes\",\"Yes\",\"No\")","v":"No"},{"$f":"IF(VLOOKUP($A67,Scope!$D:$J,7,FALSE)=\"Yes\",\"Yes\",\"No\")","v":"No"},null,null,null,null,null,{"$f":" IF('Customer Info'!C35=\"Central system\",IF(AND(H67=\"Yes\",I67=\"Yes\",N67=100%,O67=0%,P66=0),G67,0),IF(AND(H67=\"Yes\",I67=\"Yes\",N67>=70%,O67<=30%,P66=0),G67,0))","v":0},0,null,null,null,null,null,null,null,0,null,null,null,0,0,0,{"$f":"AB67+AE67","v":0},"EUL Required!",0,null,null,null,"Boiler replacement - hot water","No","Yes",null,{"$f":"IFERROR(Summary!$E$19*($AF67/$AF$85),0)","v":0},0,null,{"$f":"IFERROR(IF($Q67>0,Summary!$C$19*($Q67/SUM($Q$86)),Summary!$D$19*($P67/(SUM($P$86)-SUM($Q$86)))),0)","v":0},0]
["Boiler replacement - steam",null,null,null,null,null,{"$f":"INDEX(CompMeasures[],MATCH($A68,CompMeasures[Measure Name],0),MATCH(\"Points\",CompMeasures[#Headers],0))","v":40},"No",{"$f":"IF(VLOOKUP($A68,Scope!$D:$J,6,FALSE)=\"Yes\",\"Yes\",\"No\")","v":"No"},{"$f":"IF(VLOOKUP($A68,Scope!$D:$J,7,FALSE)=\"Yes\",\"Yes\",\"No\")","v":"No"},null,null,null,null,null,{"$f":" IF('Customer Info'!C35=\"Central system\",IF(AND(H68=\"Yes\",I68=\"Yes\",N68=100%,O68=0%,P66=0,P67=0),G68,0),IF(AND(H68=\"Yes\",I68=\"Yes\",N68>=70%,O68<=30%,P66=0,P67=0),G68,0))","v":0},0,null,null,null,null,null,null,null,0,null,null,null,0,0,0,0,"EUL Required!",0,null,null,null,"Boiler replacement - steam","No","Yes",null,{"$f":"IFERROR(Summary!$E$19*($AF68/$AF$85),0)","v":0},0,null,{"$f":"IFERROR(IF($Q68>0,Summary!$C$19*($Q68/SUM($Q$86)),Summary!$D$19*($P68/(SUM($P$86)-SUM($Q$86)))),0)","v":0},0]
["Furnace replacement",null,null,null,null,null,{"$f":"INDEX(CompMeasures[],MATCH($A69,CompMeasures[Measure Name],0),MATCH(\"Points\",CompMeasures[#Headers],0))","v":40},"No",{"$f":"IF(VLOOKUP($A69,Scope!$D:$J,6,FALSE)=\"Yes\",\"Yes\",\"No\")","v":"No"},{"$f":"IF(VLOOKUP($A69,Scope!$D:$J,7,FALSE)=\"Yes\",\"Yes\",\"No\")","v":"No"},null,null,null,null,null,{"$f":"IF('Customer Info'!C35=\"Central system\",IF(AND(H69=\"Yes\",I69=\"Yes\",N69=100%,O69=0%,P66=0,P67=0,P68=0),G69,0),IF(AND(H69=\"Yes\",I69=\"Yes\",N69>=70%,O69<=30%,P66=0,P67=0,P68=0),G69,0))","v":0},0,null,null,null,null,null,null,null,0,null,null,null,0,0,0,0,22,0,null,null,null,"Furnace replacement","No","Yes",null,{"$f":"IFERROR(Summary!$E$19*($AF69/$AF$85),0)","v":0},0,null,{"$f":"IFERROR(IF($Q69>0,Summary!$C$19*($Q69/SUM($Q$86)),Summary!$D$19*($P69/(SUM($P$86)-SUM($Q$86)))),0)","v":0},0]
["SUB TOTAL",null,null,null,null,null,null,{"$f":"COUNTIF(H46:H69,\"Yes\")","v":0},{"$f":"COUNTIF(I46:I69,\"Yes\")","v":0},0,null,null,{"$f":"SUM(M46:M69)","v":0},null,null,{"$f":"SUMIF(U46:U69,\">0\",P46:P69)","v":0},{"$f":"SUMIF(U46:U69,\">0\",Q46:Q69)","v":0},{"$f":"SUM(R46:R69)","v":0},0,0,0,0,0,0,{"$f":"W70+X70","v":0},{"$f":"SUM(Z46:Z69)","v":0},0,{"$f":"AA70*0.003412","v":0},{"$f":"SUM(AC46:AC69)","v":0},0,{"$f":"SUM(AE46:AE69)","v":0},{"$f":"SUM(AF46:AF69)","v":0}]
["Electric and/or Gas Saving Measures"]
["Dryers",null,null,null,null,null,{"$f":"INDEX(CompMeasures[],MATCH($A72,CompMeasures[Measure Name],0),MATCH(\"Points\",CompMeasures[#Headers],0))","v":5},{"$f":"I72","v":"No"},{"$f":"IF(VLOOKUP($A72,Scope!$D:$J,6,FALSE)=\"Yes\",\"Yes\",\"No\")","v":"No"},{"$f":"IF(VLOOKUP($A72,Scope!$D:$J,7,FALSE)=\"Yes\",\"Yes\",\"No\")","v":"No"},"100% of common area appliances AND 70% of apartment appliances","30% of all appliances in the building",null,null,null,{"$f":"IF(AND(H72=\"Yes\",I72=\"Yes\",O72<=30%),G72,0)","v":0},{"$f":"IF(AND(H72=\"Yes\",I72=\"Yes\",J72=\"Yes\",P72=G72),G72,0)","v":0},null,null,null,null,null,null,null,{"$f":"W72+X72","v":0},{"$f":"IF(P72=0,0,R72)","v":0},{"$f":"IF(P72=0,0,S72)","v":0},{"$f":"AA72*0.003412","v":0},{"$f":"IF(P72=0,0,T72)","v":0},{"$f":"IF(P72=0,0,U72)","v":0},{"$f":"AD72/10","v":0},{"$f":"AB72+AE72","v":0},14,0,null,null,null,"Dryers","Yes","Yes",{"$f":"IFERROR(Summary!$E$19*($AB72/$AF$85),0)","v":0},{"$f":"IFERROR(Summary!$E$19*($AE72/$AF$85),0)","v":0},0,{"$f":"IFERROR(IF($Q72>0,Summary!$C$19*($Q72/SUM($Q$86)),Summary!$D$19*($P72/(SUM($P$86)-SUM($Q$86))))*IFERROR($AB72/$AF72,0.5),0)","v":0},{"$f":"IFERROR(IF($Q72>0,Summary!$C$19*($Q72/SUM($Q$86)),Summary!$D$19*($P72/(SUM($P$86)-SUM($Q$86))))*IFERROR($AE72/$AF72,0.5),0)","v":0},0]
["Stoves",null,null,null,null,null,{"$f":"INDEX(CompMeasures[],MATCH($A73,CompMeasures[Measure Name],0),MATCH(\"Points\",CompMeasures[#Headers],0))","v":5},"No",{"$f":"IF(VLOOKUP($A73,Scope!$D:$J,6,FALSE)=\"Yes\",\"Yes\",\"No\")","v":"No"},{"$f":"IF(VLOOKUP($A73,Scope!$D:$J,7,FALSE)=\"Yes\",\"Yes\",\"No\")","v":"No"},null,null,null,null,null,{"$f":"IF(AND(H73=\"Yes\",I73=\"Yes\",O73<=30%),G73,0)","v":0},0,null,null,null,null,null,null,null,{"$f":"W73+X73","v":0},{"$f":"IF(P73=0,0,R73)","v":0},{"$f":"IF(P73=0,0,S73)","v":0},{"$f":"AA73*0.003412","v":0},0,{"$f":"IF(P73=0,0,U73)","v":0},{"$f":"AD73/10","v":0},{"$f":"AB73+AE73","v":0},15,0,null,null,null,"Stoves","Yes","Yes",{"$f":"IFERROR(Summary!$E$19*($AB73/$AF$85),0)","v":0},{"$f":"IFERROR(Summary!$E$19*($AE73/$AF$85),0)","v":0},0,{"$f":"IFERROR(IF($Q73>0,Summary!$C$19*($Q73/SUM($Q$86)),Summary!$D$19*($P73/(SUM($P$86)-SUM($Q$86))))*IFERROR($AB73/$AF73,0.5),0)","v":0},{"$f":"IFERROR(IF($Q73>0,Summary!$C$19*($Q73/SUM($Q$86)),Summary!$D$19*($P73/(SUM($P$86)-SUM($Q$86))))*IFERROR($AE73/$AF73,0.5),0)","v":0},0]
["BMS",null,null,null,null,null,{"$f":"INDEX(CompMeasures[],MATCH($A74,CompMeasures[Measure Name],0),MATCH(\"Points\",CompMeasures[#Headers],0))","v":10},"No",{"$f":"IF(VLOOKUP($A74,Scope!$D:$J,6,FALSE)=\"Yes\",\"Yes\",\"No\")","v":"No"},{"$f":"IF(VLOOKUP($A74,Scope!$D:$J,7,FALSE)=\"Yes\",\"Yes\",\"No\")","v":"No"},null,"No existing BMS",null,null,null,{"$f":"IF(AND(H74=\"Yes\",I74=\"Yes\"),G74,0)","v":0},0,null,null,null,null,null,null,null,0,0,0,0,0,0,0,0,15,0,null,null,null,"BMS","Yes","Yes",{"$f":"IFERROR(Summary!$E$19*($AB74/$AF$85),0)","v":0},{"$f":"IFERROR(Summary!$E$19*($AE74/$AF$85),0)","v":0},0,{"$f":"IFERROR(IF($Q74>0,Summary!$C$19*($Q74/SUM($Q$86)),Summary!$D$19*($P74/(SUM($P$86)-SUM($Q$86))))*IFERROR($AB74/$AF74,0.5),0)","v":0},{"$f":"IFERROR(IF($Q74>0,Summary!$C$19*($Q74/SUM($Q$86)),Summary!$D$19*($P74/(SUM($P$86)-SUM($Q$86))))*IFERROR($AE74/$AF74,0.5),0)","v":0},0]
["Smart thermostats",null,null,null,null,null,{"$f":"INDEX(CompMeasures[],MATCH($A75,CompMeasures[Measure Name],0),MATCH(\"Points\",CompMeasures[#Headers],0))","v":10},"No",{"$f":"IF(VLOOKUP($A75,Scope!$D:$J,6,FALSE)=\"Yes\",\"Yes\",\"No\")","v":"No"},{"$f":"IF(VLOOKUP($A75,Scope!$D:$J,7,FALSE)=\"Yes\",\"Yes\",\"No\")","v":"No"},"70% of apartments","30% of the building’s total apartments ",null,null,null,{"$f":"IF(AND(H75=\"Yes\",I75=\"Yes\",N75>=70%,O75<=30%),G75,0)","v":0},0,null,null,null,null,null,null,null,0,0,0,0,0,0,0,0,11,0,null,null,null,"Smart thermostats","Yes","Yes",{"$f":"IFERROR(Summary!$E$19*($AB75/$AF$85),0)","v":0},{"$f":"IFERROR(Summary!$E$19*($AE75/$AF$85),0)","v":0},0,{"$f":"IFERROR(IF($Q75>0,Summary!$C$19*($Q75/SUM($Q$86)),Summary!$D$19*($P75/(SUM($P$86)-SUM($Q$86))))*IFERROR($AB75/$AF75,0.5),0)","v":0},{"$f":"IFERROR(IF($Q75>0,Summary!$C$19*($Q75/SUM($Q$86)),Summary!$D$19*($P75/(SUM($P$86)-SUM($Q$86))))*IFERROR($AE75/$AF75,0.5),0)","v":0},0]
["Window film",null,null,null,null,null,{"$f":"INDEX(CompMeasures[],MATCH($A76,CompMeasures[Measure Name],0),MATCH(\"Points\",CompMeasures[#Headers],0))","v":20},"No",{"$f":"IF(VLOOKUP($A76,Scope!$D:$J,6,FALSE)=\"Yes\",\"Yes\",\"No\")","v":"No"},{"$f":"IF(VLOOKUP($A76,Scope!$D:$J,7,FALSE)=\"Yes\",\"Yes\",\"No\")","v":"No"},"100% of common area windows AND 70% of apartment windows ","40% of the total building",null,null,null,{"$f":"IF(AND(H76=\"Yes\",I76=\"Yes\",O76<=40%),G76,0)","v":0},0,null,null,null,null,null,null,null,0,0,0,0,0,0,0,0,10,0,null,null,null,"Window film","Yes","Yes",{"$f":"IFERROR(Summary!$E$19*($AB76/$AF$85),0)","v":0},{"$f":"IFERROR(Summary!$E$19*($AE76/$AF$85),0)","v":0},0,{"$f":"IFERROR(IF($Q76>0,Summary!$C$19*($Q76/SUM($Q$86)),Summary!$D$19*($P76/(SUM($P$86)-SUM($Q$86))))*IFERROR($AB76/$AF76,0.5),0)","v":0},{"$f":"IFERROR(IF($Q76>0,Summary!$C$19*($Q76/SUM($Q$86)),Summary!$D$19*($P76/(SUM($P$86)-SUM($Q$86))))*IFERROR($AE76/$AF76,0.5),0)","v":0},0]
["Chiller",null,null,null,null,null,{"$f":"INDEX(CompMeasures[],MATCH($A77,CompMeasures[Measure Name],0),MATCH(\"Points\",CompMeasures[#Headers],0))","v":20},"No",{"$f":"IF(VLOOKUP($A77,Scope!$D:$J,6,FALSE)=\"Yes\",\"Yes\",\"No\")","v":"No"},{"$f":"IF(VLOOKUP($A77,Scope!$D:$J,7,FALSE)=\"Yes\",\"Yes\",\"No\")","v":"No"},"The system must serve at least 50% of the conditioned space in the building.",0,null,null,null,{"$f":"IF(AND(H77=\"Yes\",I77=\"Yes\",O77=0%),G77,0)","v":0},0,null,null,null,null,null,null,null,0,0,0,0,0,0,0,0,20,0,null,null,null,"Chiller","Yes","Yes",{"$f":"IFERROR(Summary!$E$19*($AB77/$AF$85),0)","v":0},{"$f":"IFERROR(Summary!$E$19*($AE77/$AF$85),0)","v":0},0,{"$f":"IFERROR(IF($Q77>0,Summary!$C$19*($Q77/SUM($Q$86)),Summary!$D$19*($P77/(SUM($P$86)-SUM($Q$86))))*IFERROR($AB77/$AF77,0.5),0)","v":0},{"$f":"IFERROR(IF($Q77>0,Summary!$C$19*($Q77/SUM($Q$86)),Summary!$D$19*($P77/(SUM($P$86)-SUM($Q$86))))*IFERROR($AE77/$AF77,0.5),0)","v":0},0]
["Economizer - dual enthalpy air-side",null,null,null,null,null,{"$f":"INDEX(CompMeasures[],MATCH($A78,CompMeasures[Measure Name],0),MATCH(\"Points\",CompMeasures[#Headers],0))","v":20},"No",{"$f":"IF(VLOOKUP($A78,Scope!$D:$J,6,FALSE)=\"Yes\",\"Yes\",\"No\")","v":"No"},{"$f":"IF(VLOOKUP($A78,Scope!$D:$J,7,FALSE)=\"Yes\",\"Yes\",\"No\")","v":"No"},null,null,null,null,null,{"$f":"IF(AND(H78=\"Yes\",I78=\"Yes\",O78=0%),G78,0)","v":0},0,null,null,null,null,null,null,null,0,0,0,0,0,0,0,0,10,0,null,null,null,"Economizer - dual enthalpy air-side","Yes","Yes",{"$f":"IFERROR(Summary!$E$19*($AB78/$AF$85),0)","v":0},{"$f":"IFERROR(Summary!$E$19*($AE78/$AF$85),0)","v":0},0,{"$f":"IFERROR(IF($Q78>0,Summary!$C$19*($Q78/SUM($Q$86)),Summary!$D$19*($P78/(SUM($P$86)-SUM($Q$86))))*IFERROR($AB78/$AF78,0.5),0)","v":0},{"$f":"IFERROR(IF($Q78>0,Summary!$C$19*($Q78/SUM($Q$86)),Summary!$D$19*($P78/(SUM($P$86)-SUM($Q$86))))*IFERROR($AE78/$AF78,0.5),0)","v":0},0]
["Energy recovery ventilators",null,null,null,null,null,{"$f":"INDEX(CompMeasures[],MATCH($A79,CompMeasures[Measure Name],0),MATCH(\"Points\",CompMeasures[#Headers],0))","v":20},"No",{"$f":"IF(VLOOKUP($A79,Scope!$D:$J,6,FALSE)=\"Yes\",\"Yes\",\"No\")","v":"No"},{"$f":"IF(VLOOKUP($A79,Scope!$D:$J,7,FALSE)=\"Yes\",\"Yes\",\"No\")","v":"No"},"The ERV/HRV must serve 80% of the conditioned common area space.",0,null,null,null,{"$f":"IF(AND(H79=\"Yes\",I79=\"Yes\",O79=0%),G79,0)","v":0},0,null,null,null,null,null,null,null,0,0,0,0,0,0,0,0,14,{"$f":"IFERROR(AF79*AG79,0)","v":0},null,null,null,"Energy recovery ventilators","Yes","Yes",{"$f":"IFERROR(Summary!$E$19*($AB79/$AF$85),0)","v":0},{"$f":"IFERROR(Summary!$E$19*($AE79/$AF$85),0)","v":0},{"$f":"AO79+AP79","v":0},{"$f":"IFERROR(IF($Q79>0,Summary!$C$19*($Q79/SUM($Q$86)),Summary!$D$19*($P79/(SUM($P$86)-SUM($Q$86))))*IFERROR($AB79/$AF79,0.5),0)","v":0},{"$f":"IFERROR(IF($Q79>0,Summary!$C$19*($Q79/SUM($Q$86)),Summary!$D$19*($P79/(SUM($P$86)-SUM($Q$86))))*IFERROR($AE79/$AF79,0.5),0)","v":0},{"$f":"AR79+AS79","v":0}]
["Heat recovery ventilators",null,null,null,null,null,{"$f":"INDEX(CompMeasures[],MATCH($A80,CompMeasures[Measure Name],0),MATCH(\"Points\",CompMeasures[#Headers],0))","v":20},"No",{"$f":"IF(VLOOKUP($A80,Scope!$D:$J,6,FALSE)=\"Yes\",\"Yes\",\"No\")","v":"No"},{"$f":"IF(VLOOKUP($A80,Scope!$D:$J,7,FALSE)=\"Yes\",\"Yes\",\"No\")","v":"No"},null,null,null,null,null,{"$f":"IF(AND(H80=\"Yes\",I80=\"Yes\",O80=0%),G80,0)","v":0},0,null,null,null,null,null,null,null,0,0,0,0,0,0,0,0,14,0,null,null,null,"Heat recovery ventilators","Yes","Yes",{"$f":"IFERROR(Summary!$E$19*($AB80/$AF$85),0)","v":0},{"$f":"IFERROR(Summary!$E$19*($AE80/$AF$85),0)","v":0},0,{"$f":"IFERROR(IF($Q80>0,Summary!$C$19*($Q80/SUM($Q$86)),Summary!$D$19*($P80/(SUM($P$86)-SUM($Q$86))))*IFERROR($AB80/$AF80,0.5),0)","v":0},{"$f":"IFERROR(IF($Q80>0,Summary!$C$19*($Q80/SUM($Q$86)),Summary!$D$19*($P80/(SUM($P$86)-SUM($Q$86))))*IFERROR($AE80/$AF80,0.5),0)","v":0},0]
["Insulation – roof **",null,null,null,null,null,{"$f":"INDEX(CompMeasures[],MATCH($A81,CompMeasures[Measure Name],0),MATCH(\"Points\",CompMeasures[#Headers],0))","v":40},"No",{"$f":"IF(VLOOKUP($A81,Scope!$D:$J,6,FALSE)=\"Yes\",\"Yes\",\"No\")","v":"No"},{"$f":"IF(VLOOKUP($A81,Scope!$D:$J,7,FALSE)=\"Yes\",\"Yes\",\"No\")","v":"No"},"100% of the roof must be insulated.",0.3,null,null,null,{"$f":"IF(AND(H81=\"Yes\",I81=\"Yes\",N81=100%,O81<=30%),G81,0)","v":0},0,null,null,null,null,null,null,null,0,0,0,0,0,0,0,0,25,0,null,null,null,"Insulation – roof","Yes","Yes",{"$f":"IFERROR(Summary!$E$19*($AB81/$AF$85),0)","v":0},{"$f":"IFERROR(Summary!$E$19*($AE81/$AF$85),0)","v":0},0,{"$f":"IFERROR(IF($Q81>0,Summary!$C$19*($Q81/SUM($Q$86)),Summary!$D$19*($P81/(SUM($P$86)-SUM($Q$86))))*IFERROR($AB81/$AF81,0.5),0)","v":0},{"$f":"IFERROR(IF($Q81>0,Summary!$C$19*($Q81/SUM($Q$86)),Summary!$D$19*($P81/(SUM($P$86)-SUM($Q$86))))*IFERROR($AE81/$AF81,0.5),0)","v":0},0]
["Insulation – walls",null,null,null,null,null,{"$f":"INDEX(CompMeasures[],MATCH($A82,CompMeasures[Measure Name],0),MATCH(\"Points\",CompMeasures[#Headers],0))","v":40},"No",{"$f":"IF(VLOOKUP($A82,Scope!$D:$J,6,FALSE)=\"Yes\",\"Yes\",\"No\")","v":"No"},{"$f":"IF(VLOOKUP($A82,Scope!$D:$J,7,FALSE)=\"Yes\",\"Yes\",\"No\")","v":"No"},"Must retrofit at least 50% of the wall separating conditioned and outdoor space as part of the AMEEP project",null,null,null,null,{"$f":"IF(AND(H82=\"Yes\",I82=\"Yes\",N82>=50%),G82,0)","v":0},0,null,null,null,null,null,null,null,0,0,0,{"$f":"AA82*0.003412","v":0},0,0,{"$f":"AD82/10","v":0},0,25,0,null,null,null,"Insulation – walls","Yes","Yes",{"$f":"IFERROR(Summary!$E$19*($AB82/$AF$85),0)","v":0},{"$f":"IFERROR(Summary!$E$19*($AE82/$AF$85),0)","v":0},0,{"$f":"IFERROR(IF($Q82>0,Summary!$C$19*($Q82/SUM($Q$86)),Summary!$D$19*($P82/(SUM($P$86)-SUM($Q$86))))*IFERROR($AB82/$AF82,0.5),0)","v":0},{"$f":"IFERROR(IF($Q82>0,Summary!$C$19*($Q82/SUM($Q$86)),Summary!$D$19*($P82/(SUM($P$86)-SUM($Q$86))))*IFERROR($AE82/$AF82,0.5),0)","v":0},0]
["Window replacement",null,null,null,null,null,{"$f":"INDEX(CompMeasures[],MATCH($A83,CompMeasures[Measure Name],0),MATCH(\"Points\",CompMeasures[#Headers],0))","v":40},"No",{"$f":"IF(VLOOKUP($A83,Scope!$D:$J,6,FALSE)=\"Yes\",\"Yes\",\"No\")","v":"No"},{"$f":"IF(VLOOKUP($A83,Scope!$D:$J,7,FALSE)=\"Yes\",\"Yes\",\"No\")","v":"No"},"85% of common area windows and 70% of apartment windows","40% of the total building",null,null,null,{"$f":"IF(AND(H83=\"Yes\",I83=\"Yes\",O83<=40%),G83,0)","v":0},0,null,null,null,null,null,null,null,0,0,0,0,0,0,0,0,20,0,null,null,null,"Window replacement","Yes","Yes",{"$f":"IFERROR(Summary!$E$19*($AB83/$AF$85),0)","v":0},{"$f":"IFERROR(Summary!$E$19*($AE83/$AF$85),0)","v":0},0,{"$f":"IFERROR(IF($Q83>0,Summary!$C$19*($Q83/SUM($Q$86)),Summary!$D$19*($P83/(SUM($P$86)-SUM($Q$86))))*IFERROR($AB83/$AF83,0.5),0)","v":0},{"$f":"IFERROR(IF($Q83>0,Summary!$C$19*($Q83/SUM($Q$86)),Summary!$D$19*($P83/(SUM($P$86)-SUM($Q$86))))*IFERROR($AE83/$AF83,0.5),0)","v":0},0]
["SUB TOTAL",null,null,null,null,null,null,{"$f":"COUNTIF(H72:H83,\"Yes\")","v":0},{"$f":"COUNTIF(I72:I83,\"Yes\")","v":0},{"$f":"COUNTIF(J72:J83,\"Yes\")","v":0},null,null,{"$f":"SUM(M72:M83)","v":0},null,null,{"$f":"SUMIFS(P72:P83,V72:V83,\">=0\")","v":0},{"$f":"SUMIFS(Q72:Q83,V72:V83,\">0\")","v":0},{"$f":"SUM(R72:R83)","v":0},0,0,0,0,0,0,{"$f":"W84+X84","v":0},{"$f":"SUM(Z72:Z83)","v":0},0,{"$f":"SUM(AB72:AB83)","v":0},0,0,0,0]
["TOTAL",null,null,null,null,null,null,{"$f":"H44+H70+H84","v":0},{"$f":"I44+I70+I84","v":0},{"$f":"J44+J70+J84","v":0},null,null,{"$f":"M44+M70+M84","v":0},null,null,{"$f":"IF(P44+P70+P84<100,\"Does not meet minimum points requirement\",P44+P70+P84)","v":"Does not meet minimum points requirement"},{"$f":"IFERROR(IF(Q44+Q70+Q84<0.6*P85, \"Does not qualify for mid-project\", Q44+Q70+Q84),\"\")","v":""},{"$f":"IF($P$85=\"Does not meet minimum points requirement\",0,R44+R70+R84)","v":0},0,0,0,0,0,0,0,0,0,{"$f":"IF($P$85=\"Does not meet minimum points requirement\",0,AB44+AB70+AB84)","v":0},0,0,0,0]
[null,null,null,null,null,null,null,null,null,null,null,null,null,null,null,{"$f":"SUM(P15:P85)","v":0}]
[]
[]
["*A maximum of 5 points can be achieved in the common area lighting category, regardless of how many common area lighting measures are installed.  Note that all non-LED common area lights must be upgraded in order to qualify for points from this measure.\n**These measures have a co- or pre-requisite for achieving associated points. See Section 7 for these requirements.\n*** A maximum of 10 points can be achieved under the insulation of heat and hot water category, regardless of how many of these measures are installed. \n†A maximum of 5 points can be achieved for in-unit gas measures (faucet aerators and/or low-flow showerheads), regardless if only one measure type is installed or both."]
[]
[]
[]
[]
[]
["ADD PROJECT RELATED NOTES (if any):"]

{"sheet":"Measure Descriptions","index":3,"n_rows":344,"n_cols":8,"rows_kept":344,"cut":false,"hidden":false,"merged":[[7,0,7,7],[0,0,0,7],[2,0,4,7]]}
["Measure Descriptions"]
["Instructions"]
["1) Provide detailed descriptions of all measures proposed under the comprehensive project scope\n2) Read the notes indicated by red corners in the header row to properly complete this tab with the required information."]
[]
[]
["Selected Measures"]
["Measure #","Measure Name","Measure Category","Measure Classification","Existing Conditions","Proposed Measure Description","Important Assumptions","Measure Location"]
["Measures to be implemented by the building "]
["Example Row","Boiler replacement - hot water","Gas Saving Measure",null,"Current boilers are [Make] [Model] natural gas-fired hot water boilers that provide hot water to the building's convector heaters. There are two boilers with an input capacity of 3.000 MBH each. They were manufactured in 1993 and are found to be in poor condition. Combustion test results note these boilers as 82% efficient.","Proposed boilers will be [Make] [Model] natural gas-fired hot water boilers with a capacity of 2,500 MBH each. Cut sheet of proposed equipment has them listed as 88% efficient.","Existing boiler specs from site visit and previous energy audit from building. Proposed boiler specs from equipment cut sheet.","Basement, Boiler Room"]
[{"$f":"IF(B10=\"\",\"\",1)","v":""},{"$f":"IFERROR(IF(ISBLANK('PDF-SOW & Installation Timeline'!AL31),\"\",'PDF-SOW & Installation Timeline'!AL31),\"\")","v":""},{"$f":"IF(IFERROR(VLOOKUP(B10,Measures!$A$15:$F$43,1,FALSE),0)=B10,\"Electric Saving Measure\",IF(IFERROR(VLOOKUP(B10,Measures!$A$46:$F$69,1,FALSE),0)=B10,\"Gas Saving Measure\",IF(IFERROR(VLOOKUP(B10,Measures!$A$72:$F$83,1,FALSE),0)=B10,\"Electric and/or Gas Saving Measure\",\"\")))","v":""}]
[{"$f":"IF(B11=\"\",\"\",(A10+1))","v":""},{"$f":"IF(ISBLANK('PDF-SOW & Installation Timeline'!AL32),\"\",'PDF-SOW & Installation Timeline'!AL32)","v":""},{"$f":"IF(IFERROR(VLOOKUP(B11,Measures!$A$15:$F$43,1,FALSE),0)=B11,\"Electric Saving Measure\",IF(IFERROR(VLOOKUP(B11,Measures!$A$46:$F$69,1,FALSE),0)=B11,\"Gas Saving Measure\",IF(IFERROR(VLOOKUP(B11,Measures!$A$72:$F$83,1,FALSE),0)=B11,\"Electric and/or Gas Saving Measure\",\"\")))","v":""}]
[{"$f":"IF(B12=\"\",\"\",(A11+1))","v":""},{"$f":"IF(ISBLANK('PDF-SOW & Installation Timeline'!AL33),\"\",'PDF-SOW & Installation Timeline'!AL33)","v":""},{"$f":"IF(IFERROR(VLOOKUP(B12,Measures!$A$15:$F$43,1,FALSE),0)=B12,\"Electric Saving Measure\",IF(IFERROR(VLOOKUP(B12,Measures!$A$46:$F$69,1,FALSE),0)=B12,\"Gas Saving Measure\",IF(IFERROR(VLOOKUP(B12,Measures!$A$72:$F$83,1,FALSE),0)=B12,\"Electric and/or Gas Saving Measure\",\"\")))","v":""}]
["",{"$f":"IF(ISBLANK('PDF-SOW & Installation Timeline'!AL34),\"\",'PDF-SOW & Installation Timeline'!AL34)","v":""},{"$f":"IF(IFERROR(VLOOKUP(B13,Measures!$A$15:$F$43,1,FALSE),0)=B13,\"Electric Saving Measure\",IF(IFERROR(VLOOKUP(B13,Measures!$A$46:$F$69,1,FALSE),0)=B13,\"Gas Saving Measure\",IF(IFERROR(VLOOKUP(B13,Measures!$A$72:$F$83,1,FALSE),0)=B13,\"Electric and/or Gas Saving Measure\",\"\")))","v":""}]
["",{"$f":"IF(ISBLANK('PDF-SOW & Installation Timeline'!AL35),\"\",'PDF-SOW & Installation Timeline'!AL35)","v":""},{"$f":"IF(IFERROR(VLOOKUP(B14,Measures!$A$15:$F$43,1,FALSE),0)=B14,\"Electric Saving Measure\",IF(IFERROR(VLOOKUP(B14,Measures!$A$46:$F$69,1,FALSE),0)=B14,\"Gas Saving Measure\",IF(IFERROR(VLOOKUP(B14,Measures!$A$72:$F$83,1,FALSE),0)=B14,\"Electric and/or Gas Saving Measure\",\"\")))","v":""}]
["",{"$f":"IF(ISBLANK('PDF-SOW & Installation Timeline'!AL36),\"\",'PDF-SOW & Installation Timeline'!AL36)","v":""},{"$f":"IF(IFERROR(VLOOKUP(B15,Measures!$A$15:$F$43,1,FALSE),0)=B15,\"Electric Saving Measure\",IF(IFERROR(VLOOKUP(B15,Measures!$A$46:$F$69,1,FALSE),0)=B15,\"Gas Saving Measure\",IF(IFERROR(VLOOKUP(B15,Measures!$A$72:$F$83,1,FALSE),0)=B15,\"Electric and/or Gas Saving Measure\",\"\")))","v":""}]
["",{"$f":"IF(ISBLANK('PDF-SOW & Installation Timeline'!AL37),\"\",'PDF-SOW & Installation Timeline'!AL37)","v":""},{"$f":"IF(IFERROR(VLOOKUP(B16,Measures!$A$15:$F$43,1,FALSE),0)=B16,\"Electric Saving Measure\",IF(IFERROR(VLOOKUP(B16,Measures!$A$46:$F$69,1,FALSE),0)=B16,\"Gas Saving Measure\",IF(IFERROR(VLOOKUP(B16,Measures!$A$72:$F$83,1,FALSE),0)=B16,\"Electric and/or Gas Saving Measure\",\"\")))","v":""}]
["",{"$f":"IF(ISBLANK('PDF-SOW & Installation Timeline'!AL38),\"\",'PDF-SOW & Installation Timeline'!AL38)","v":""},{"$f":"IF(IFERROR(VLOOKUP(B17,Measures!$A$15:$F$43,1,FALSE),0)=B17,\"Electric Saving Measure\",IF(IFERROR(VLOOKUP(B17,Measures!$A$46:$F$69,1,FALSE),0)=B17,\"Gas Saving Measure\",IF(IFERROR(VLOOKUP(B17,Measures!$A$72:$F$83,1,FALSE),0)=B17,\"Electric and/or Gas Saving Measure\",\"\")))","v":""}]
["",{"$f":"IF(ISBLANK('PDF-SOW & Installation Timeline'!AL39),\"\",'PDF-SOW & Installation Timeline'!AL39)","v":""},{"$f":"IF(IFERROR(VLOOKUP(B18,Measures!$A$15:$F$43,1,FALSE),0)=B18,\"Electric Saving Measure\",IF(IFERROR(VLOOKUP(B18,Measures!$A$46:$F$69,1,FALSE),0)=B18,\"Gas Saving Measure\",IF(IFERROR(VLOOKUP(B18,Measures!$A$72:$F$83,1,FALSE),0)=B18,\"Electric and/or Gas Saving Measure\",\"\")))","v":""}]
["",{"$f":"IF(ISBLANK('PDF-SOW & Installation Timeline'!AL40),\"\",'PDF-SOW & Installation Timeline'!AL40)","v":""},{"$f":"IF(IFERROR(VLOOKUP(B19,Measures!$A$15:$F$43,1,FALSE),0)=B19,\"Electric Saving Measure\",IF(IFERROR(VLOOKUP(B19,Measures!$A$46:$F$69,1,FALSE),0)=B19,\"Gas Saving Measure\",IF(IFERROR(VLOOKUP(B19,Measures!$A$72:$F$83,1,FALSE),0)=B19,\"Electric and/or Gas Saving Measure\",\"\")))","v":""}]
["",{"$f":"IF(ISBLANK('PDF-SOW & Installation Timeline'!AL41),\"\",'PDF-SOW & Installation Timeline'!AL41)","v":""},{"$f":"IF(IFERROR(VLOOKUP(B20,Measures!$A$15:$F$43,1,FALSE),0)=B20,\"Electric Saving Measure\",IF(IFERROR(VLOOKUP(B20,Measures!$A$46:$F$69,1,FALSE),0)=B20,\"Gas Saving Measure\",IF(IFERROR(VLOOKUP(B20,Measures!$A$72:$F$83,1,FALSE),0)=B20,\"Electric and/or Gas Saving Measure\",\"\")))","v":""}]
["",{"$f":"IF(ISBLANK('PDF-SOW & Installation Timeline'!AL42),\"\",'PDF-SOW & Installation Timeline'!AL42)","v":""},{"$f":"IF(IFERROR(VLOOKUP(B21,Measures!$A$15:$F$43,1,FALSE),0)=B21,\"Electric Saving Measure\",IF(IFERROR(VLOOKUP(B21,Measures!$A$46:$F$69,1,FALSE),0)=B21,\"Gas Saving Measure\",IF(IFERROR(VLOOKUP(B21,Measures!$A$72:$F$83,1,FALSE),0)=B21,\"Electric and/or Gas Saving Measure\",\"\")))","v":""}]
["",{"$f":"IF(ISBLANK('PDF-SOW & Installation Timeline'!AL43),\"\",'PDF-SOW & Installation Timeline'!AL43)","v":""},{"$f":"IF(IFERROR(VLOOKUP(B22,Measures!$A$15:$F$43,1,FALSE),0)=B22,\"Electric Saving Measure\",IF(IFERROR(VLOOKUP(B22,Measures!$A$46:$F$69,1,FALSE),0)=B22,\"Gas Saving Measure\",IF(IFERROR(VLOOKUP(B22,Measures!$A$72:$F$83,1,FALSE),0)=B22,\"Electric and/or Gas Saving Measure\",\"\")))","v":""}]
["",{"$f":"IF(ISBLANK('PDF-SOW & Installation Timeline'!AL44),\"\",'PDF-SOW & Installation Timeline'!AL44)","v":""},{"$f":"IF(IFERROR(VLOOKUP(B23,Measures!$A$15:$F$43,1,FALSE),0)=B23,\"Electric Saving Measure\",IF(IFERROR(VLOOKUP(B23,Measures!$A$46:$F$69,1,FALSE),0)=B23,\"Gas Saving Measure\",IF(IFERROR(VLOOKUP(B23,Measures!$A$72:$F$83,1,FALSE),0)=B23,\"Electric and/or Gas Saving Measure\",\"\")))","v":""}]
["",{"$f":"IF(ISBLANK('PDF-SOW & Installation Timeline'!AL45),\"\",'PDF-SOW & Installation Timeline'!AL45)","v":""},{"$f":"IF(IFERROR(VLOOKUP(B24,Measures!$A$15:$F$43,1,FALSE),0)=B24,\"Electric Saving Measure\",IF(IFERROR(VLOOKUP(B24,Measures!$A$46:$F$69,1,FALSE),0)=B24,\"Gas Saving Measure\",IF(IFERROR(VLOOKUP(B24,Measures!$A$72:$F$83,1,FALSE),0)=B24,\"Electric and/or Gas Saving Measure\",\"\")))","v":""}]
["",{"$f":"IF(ISBLANK('PDF-SOW & Installation Timeline'!AL46),\"\",'PDF-SOW & Installation Timeline'!AL46)","v":""},{"$f":"IF(IFERROR(VLOOKUP(B25,Measures!$A$15:$F$43,1,FALSE),0)=B25,\"Electric Saving Measure\",IF(IFERROR(VLOOKUP(B25,Measures!$A$46:$F$69,1,FALSE),0)=B25,\"Gas Saving Measure\",IF(IFERROR(VLOOKUP(B25,Measures!$A$72:$F$83,1,FALSE),0)=B25,\"Electric and/or Gas Saving Measure\",\"\")))","v":""}]
["",{"$f":"IF(ISBLANK('PDF-SOW & Installation Timeline'!AL47),\"\",'PDF-SOW & Installation Timeline'!AL47)","v":""},{"$f":"IF(IFERROR(VLOOKUP(B26,Measures!$A$15:$F$43,1,FALSE),0)=B26,\"Electric Saving Measure\",IF(IFERROR(VLOOKUP(B26,Measures!$A$46:$F$69,1,FALSE),0)=B26,\"Gas Saving Measure\",IF(IFERROR(VLOOKUP(B26,Measures!$A$72:$F$83,1,FALSE),0)=B26,\"Electric and/or Gas Saving Measure\",\"\")))","v":""}]
["",{"$f":"IF(ISBLANK('PDF-SOW & Installation Timeline'!AL48),\"\",'PDF-SOW & Installation Timeline'!AL48)","v":""},{"$f":"IF(IFERROR(VLOOKUP(B27,Measures!$A$15:$F$43,1,FALSE),0)=B27,\"Electric Saving Measure\",IF(IFERROR(VLOOKUP(B27,Measures!$A$46:$F$69,1,FALSE),0)=B27,\"Gas Saving Measure\",IF(IFERROR(VLOOKUP(B27,Measures!$A$72:$F$83,1,FALSE),0)=B27,\"Electric and/or Gas Saving Measure\",\"\")))","v":""}]
["",{"$f":"IF(ISBLANK('PDF-SOW & Installation Timeline'!AL49),\"\",'PDF-SOW & Installation Timeline'!AL49)","v":""},{"$f":"IF(IFERROR(VLOOKUP(B28,Measures!$A$15:$F$43,1,FALSE),0)=B28,\"Electric Saving Measure\",IF(IFERROR(VLOOKUP(B28,Measures!$A$46:$F$69,1,FALSE),0)=B28,\"Gas Saving Measure\",IF(IFERROR(VLOOKUP(B28,Measures!$A$72:$F$83,1,FALSE),0)=B28,\"Electric and/or Gas Saving Measure\",\"\")))","v":""}]
["",{"$f":"IF(ISBLANK('PDF-SOW & Installation Timeline'!AL50),\"\",'PDF-SOW & Installation Timeline'!AL50)","v":""},{"$f":"IF(IFERROR(VLOOKUP(B29,Measures!$A$15:$F$43,1,FALSE),0)=B29,\"Electric Saving Measure\",IF(IFERROR(VLOOKUP(B29,Measures!$A$46:$F$69,1,FALSE),0)=B29,\"Gas Saving Measure\",IF(IFERROR(VLOOKUP(B29,Measures!$A$72:$F$83,1,FALSE),0)=B29,\"Electric and/or Gas Saving Measure\",\"\")))","v":""}]
["",{"$f":"IF(ISBLANK('PDF-SOW & Installation Timeline'!AL51),\"\",'PDF-SOW & Installation Timeline'!AL51)","v":""},{"$f":"IF(IFERROR(VLOOKUP(B30,Measures!$A$15:$F$43,1,FALSE),0)=B30,\"Electric Saving Measure\",IF(IFERROR(VLOOKUP(B30,Measures!$A$46:$F$69,1,FALSE),0)=B30,\"Gas Saving Measure\",IF(IFERROR(VLOOKUP(B30,Measures!$A$72:$F$83,1,FALSE),0)=B30,\"Electric and/or Gas Saving Measure\",\"\")))","v":""}]
["",{"$f":"IF(ISBLANK('PDF-SOW & Installation Timeline'!AL52),\"\",'PDF-SOW & Installation Timeline'!AL52)","v":""},{"$f":"IF(IFERROR(VLOOKUP(B31,Measures!$A$15:$F$43,1,FALSE),0)=B31,\"Electric Saving Measure\",IF(IFERROR(VLOOKUP(B31,Measures!$A$46:$F$69,1,FALSE),0)=B31,\"Gas Saving Measure\",IF(IFERROR(VLOOKUP(B31,Measures!$A$72:$F$83,1,FALSE),0)=B31,\"Electric and/or Gas Saving Measure\",\"\")))","v":""}]
["",{"$f":"IF(ISBLANK('PDF-SOW & Installation Timeline'!AL53),\"\",'PDF-SOW & Installation Timeline'!AL53)","v":""},{"$f":"IF(IFERROR(VLOOKUP(B32,Measures!$A$15:$F$43,1,FALSE),0)=B32,\"Electric Saving Measure\",IF(IFERROR(VLOOKUP(B32,Measures!$A$46:$F$69,1,FALSE),0)=B32,\"Gas Saving Measure\",IF(IFERROR(VLOOKUP(B32,Measures!$A$72:$F$83,1,FALSE),0)=B32,\"Electric and/or Gas Saving Measure\",\"\")))","v":""}]
["",{"$f":"IF(ISBLANK('PDF-SOW & Installation Timeline'!AL54),\"\",'PDF-SOW & Installation Timeline'!AL54)","v":""},{"$f":"IF(IFERROR(VLOOKUP(B33,Measures!$A$15:$F$43,1,FALSE),0)=B33,\"Electric Saving Measure\",IF(IFERROR(VLOOKUP(B33,Measures!$A$46:$F$69,1,FALSE),0)=B33,\"Gas Saving Measure\",IF(IFERROR(VLOOKUP(B33,Measures!$A$72:$F$83,1,FALSE),0)=B33,\"Electric and/or Gas Saving Measure\",\"\")))","v":""}]
["",{"$f":"IF(ISBLANK('PDF-SOW & Installation Timeline'!AL55),\"\",'PDF-SOW & Installation Timeline'!AL55)","v":""},{"$f":"IF(IFERROR(VLOOKUP(B34,Measures!$A$15:$F$43,1,FALSE),0)=B34,\"Electric Saving Measure\",IF(IFERROR(VLOOKUP(B34,Measures!$A$46:$F$69,1,FALSE),0)=B34,\"Gas Saving Measure\",IF(IFERROR(VLOOKUP(B34,Measures!$A$72:$F$83,1,FALSE),0)=B34,\"Electric and/or Gas Saving Measure\",\"\")))","v":""}]
["",{"$f":"IF(ISBLANK('PDF-SOW & Installation Timeline'!AL56),\"\",'PDF-SOW & Installation Timeline'!AL56)","v":""},{"$f":"IF(IFERROR(VLOOKUP(B35,Measures!$A$15:$F$43,1,FALSE),0)=B35,\"Electric Saving Measure\",IF(IFERROR(VLOOKUP(B35,Measures!$A$46:$F$69,1,FALSE),0)=B35,\"Gas Saving Measure\",IF(IFERROR(VLOOKUP(B35,Measures!$A$72:$F$83,1,FALSE),0)=B35,\"Electric and/or Gas Saving Measure\",\"\")))","v":""}]
["",{"$f":"IF(ISBLANK('PDF-SOW & Installation Timeline'!AL57),\"\",'PDF-SOW & Installation Timeline'!AL57)","v":""},{"$f":"IF(IFERROR(VLOOKUP(B36,Measures!$A$15:$F$43,1,FALSE),0)=B36,\"Electric Saving Measure\",IF(IFERROR(VLOOKUP(B36,Measures!$A$46:$F$69,1,FALSE),0)=B36,\"Gas Saving Measure\",IF(IFERROR(VLOOKUP(B36,Measures!$A$72:$F$83,1,FALSE),0)=B36,\"Electric and/or Gas Saving Measure\",\"\")))","v":""}]
["",{"$f":"IF(ISBLANK('PDF-SOW & Installation Timeline'!AL58),\"\",'PDF-SOW & Installation Timeline'!AL58)","v":""},{"$f":"IF(IFERROR(VLOOKUP(B37,Measures!$A$15:$F$43,1,FALSE),0)=B37,\"Electric Saving Measure\",IF(IFERROR(VLOOKUP(B37,Measures!$A$46:$F$69,1,FALSE),0)=B37,\"Gas Saving Measure\",IF(IFERROR(VLOOKUP(B37,Measures!$A$72:$F$83,1,FALSE),0)=B37,\"Electric and/or Gas Saving Measure\",\"\")))","v":""}]
["",{"$f":"IF(ISBLANK('PDF-SOW & Installation Timeline'!AL59),\"\",'PDF-SOW & Installation Timeline'!AL59)","v":""},{"$f":"IF(IFERROR(VLOOKUP(B38,Measures!$A$15:$F$43,1,FALSE),0)=B38,\"Electric Saving Measure\",IF(IFERROR(VLOOKUP(B38,Measures!$A$46:$F$69,1,FALSE),0)=B38,\"Gas Saving Measure\",IF(IFERROR(VLOOKUP(B38,Measures!$A$72:$F$83,1,FALSE),0)=B38,\"Electric and/or Gas Saving Measure\",\"\")))","v":""}]
["",{"$f":"IF(ISBLANK('PDF-SOW & Installation Timeline'!AL60),\"\",'PDF-SOW & Installation Timeline'!AL60)","v":""},{"$f":"IF(IFERROR(VLOOKUP(B39,Measures!$A$15:$F$43,1,FALSE),0)=B39,\"Electric Saving Measure\",IF(IFERROR(VLOOKUP(B39,Measures!$A$46:$F$69,1,FALSE),0)=B39,\"Gas Saving Measure\",IF(IFERROR(VLOOKUP(B39,Measures!$A$72:$F$83,1,FALSE),0)=B39,\"Electric and/or Gas Saving Measure\",\"\")))","v":""}]
["",{"$f":"IF(ISBLANK('PDF-SOW & Installation Timeline'!AL61),\"\",'PDF-SOW & Installation Timeline'!AL61)","v":""},{"$f":"IF(IFERROR(VLOOKUP(B40,Measures!$A$15:$F$43,1,FALSE),0)=B40,\"Electric Saving Measure\",IF(IFERROR(VLOOKUP(B40,Measures!$A$46:$F$69,1,FALSE),0)=B40,\"Gas Saving Measure\",IF(IFERROR(VLOOKUP(B40,Measures!$A$72:$F$83,1,FALSE),0)=B40,\"Electric and/or Gas Saving Measure\",\"\")))","v":""}]
["",{"$f":"IF(ISBLANK('PDF-SOW & Installation Timeline'!AL62),\"\",'PDF-SOW & Installation Timeline'!AL62)","v":""},{"$f":"IF(IFERROR(VLOOKUP(B41,Measures!$A$15:$F$43,1,FALSE),0)=B41,\"Electric Saving Measure\",IF(IFERROR(VLOOKUP(B41,Measures!$A$46:$F$69,1,FALSE),0)=B41,\"Gas Saving Measure\",IF(IFERROR(VLOOKUP(B41,Measures!$A$72:$F$83,1,FALSE),0)=B41,\"Electric and/or Gas Saving Measure\",\"\")))","v":""}]
["",{"$f":"IF(ISBLANK('PDF-SOW & Installation Timeline'!AL63),\"\",'PDF-SOW & Installation Timeline'!AL63)","v":""},{"$f":"IF(IFERROR(VLOOKUP(B42,Measures!$A$15:$F$43,1,FALSE),0)=B42,\"Electric Saving Measure\",IF(IFERROR(VLOOKUP(B42,Measures!$A$46:$F$69,1,FALSE),0)=B42,\"Gas Saving Measure\",IF(IFERROR(VLOOKUP(B42,Measures!$A$72:$F$83,1,FALSE),0)=B42,\"Electric and/or Gas Saving Measure\",\"\")))","v":""}]
["",{"$f":"IF(ISBLANK('PDF-SOW & Installation Timeline'!AL64),\"\",'PDF-SOW & Installation Timeline'!AL64)","v":""},{"$f":"IF(IFERROR(VLOOKUP(B43,Measures!$A$15:$F$43,1,FALSE),0)=B43,\"Electric Saving Measure\",IF(IFERROR(VLOOKUP(B43,Measures!$A$46:$F$69,1,FALSE),0)=B43,\"Gas Saving Measure\",IF(IFERROR(VLOOKUP(B43,Measures!$A$72:$F$83,1,FALSE),0)=B43,\"Electric and/or Gas Saving Measure\",\"\")))","v":""}]
["",{"$f":"IF(ISBLANK('PDF-SOW & Installation Timeline'!AL65),\"\",'PDF-SOW & Installation Timeline'!AL65)","v":""},{"$f":"IF(IFERROR(VLOOKUP(B44,Measures!$A$15:$F$43,1,FALSE),0)=B44,\"Electric Saving Measure\",IF(IFERROR(VLOOKUP(B44,Measures!$A$46:$F$69,1,FALSE),0)=B44,\"Gas Saving Measure\",IF(IFERROR(VLOOKUP(B44,Measures!$A$72:$F$83,1,FALSE),0)=B44,\"Electric and/or Gas Saving Measure\",\"\")))","v":""}]
["",{"$f":"IF(ISBLANK('PDF-SOW & Installation Timeline'!AL66),\"\",'PDF-SOW & Installation Timeline'!AL66)","v":""},{"$f":"IF(IFERROR(VLOOKUP(B45,Measures!$A$15:$F$43,1,FALSE),0)=B45,\"Electric Saving Measure\",IF(IFERROR(VLOOKUP(B45,Measures!$A$46:$F$69,1,FALSE),0)=B45,\"Gas Saving Measure\",IF(IFERROR(VLOOKUP(B45,Measures!$A$72:$F$83,1,FALSE),0)=B45,\"Electric and/or Gas Saving Measure\",\"\")))","v":""}]
["",{"$f":"IF(ISBLANK('PDF-SOW & Installation Timeline'!AL67),\"\",'PDF-SOW & Installation Timeline'!AL67)","v":""},{"$f":"IF(IFERROR(VLOOKUP(B46,Measures!$A$15:$F$43,1,FALSE),0)=B46,\"Electric Saving Measure\",IF(IFERROR(VLOOKUP(B46,Measures!$A$46:$F$69,1,FALSE),0)=B46,\"Gas Saving Measure\",IF(IFERROR(VLOOKUP(B46,Measures!$A$72:$F$83,1,FALSE),0)=B46,\"Electric and/or Gas Saving Measure\",\"\")))","v":""}]
["",{"$f":"IF(ISBLANK('PDF-SOW & Installation Timeline'!AL68),\"\",'PDF-SOW & Installation Timeline'!AL68)","v":""}]
["",{"$f":"IF(ISBLANK('PDF-SOW & Installation Timeline'!AL69),\"\",'PDF-SOW & Installation Timeline'!AL69)","v":""}]
["",{"$f":"IF(ISBLANK('PDF-SOW & Installation Timeline'!AL70),\"\",'PDF-SOW & Installation Timeline'!AL70)","v":""}]
["",{"$f":"IF(ISBLANK('PDF-SOW & Installation Timeline'!AL71),\"\",'PDF-SOW & Installation Timeline'!AL71)","v":""}]
["",{"$f":"IF(ISBLANK('PDF-SOW & Installation Timeline'!AL72),\"\",'PDF-SOW & Installation Timeline'!AL72)","v":""}]
["",{"$f":"IF(ISBLANK('PDF-SOW & Installation Timeline'!AL73),\"\",'PDF-SOW & Installation Timeline'!AL73)","v":""}]
["",{"$f":"IF(ISBLANK('PDF-SOW & Installation Timeline'!AL74),\"\",'PDF-SOW & Installation Timeline'!AL74)","v":""}]
["",{"$f":"IF(ISBLANK('PDF-SOW & Installation Timeline'!AL75),\"\",'PDF-SOW & Installation Timeline'!AL75)","v":""}]
["",{"$f":"IF(ISBLANK('PDF-SOW & Installation Timeline'!AL76),\"\",'PDF-SOW & Installation Timeline'!AL76)","v":""}]
["",{"$f":"IF(ISBLANK('PDF-SOW & Installation Timeline'!AL77),\"\",'PDF-SOW & Installation Timeline'!AL77)","v":""}]
["",{"$f":"IF(ISBLANK('PDF-SOW & Installation Timeline'!AL78),\"\",'PDF-SOW & Installation Timeline'!AL78)","v":""}]
["",{"$f":"IF(ISBLANK('PDF-SOW & Installation Timeline'!AL79),\"\",'PDF-SOW & Installation Timeline'!AL79)","v":""}]
["",{"$f":"IF(ISBLANK('PDF-SOW & Installation Timeline'!AL80),\"\",'PDF-SOW & Installation Timeline'!AL80)","v":""}]
["",{"$f":"IF(ISBLANK('PDF-SOW & Installation Timeline'!AL81),\"\",'PDF-SOW & Installation Timeline'!AL81)","v":""}]
["",{"$f":"IF(ISBLANK('PDF-SOW & Installation Timeline'!AL82),\"\",'PDF-SOW & Installation Timeline'!AL82)","v":""}]
["",{"$f":"IF(ISBLANK('PDF-SOW & Installation Timeline'!AL83),\"\",'PDF-SOW & Installation Timeline'!AL83)","v":""}]
["",{"$f":"IF(ISBLANK('PDF-SOW & Installation Timeline'!AL84),\"\",'PDF-SOW & Installation Timeline'!AL84)","v":""}]
["",{"$f":"IF(ISBLANK('PDF-SOW & Installation Timeline'!AL85),\"\",'PDF-SOW & Installation Timeline'!AL85)","v":""}]
["",{"$f":"IF(ISBLANK('PDF-SOW & Installation Timeline'!AL86),\"\",'PDF-SOW & Installation Timeline'!AL86)","v":""}]
["",{"$f":"IF(ISBLANK('PDF-SOW & Installation Timeline'!AL87),\"\",'PDF-SOW & Installation Timeline'!AL87)","v":""}]
["",{"$f":"IF(ISBLANK('PDF-SOW & Installation Timeline'!AL88),\"\",'PDF-SOW & Installation Timeline'!AL88)","v":""}]
["",{"$f":"IF(ISBLANK('PDF-SOW & Installation Timeline'!AL89),\"\",'PDF-SOW & Installation Timeline'!AL89)","v":""}]
["",{"$f":"IF(ISBLANK('PDF-SOW & Installation Timeline'!AL90),\"\",'PDF-SOW & Installation Timeline'!AL90)","v":""}]
["",{"$f":"IF(ISBLANK('PDF-SOW & Installation Timeline'!AL91),\"\",'PDF-SOW & Installation Timeline'!AL91)","v":""}]
["",{"$f":"IF(ISBLANK('PDF-SOW & Installation Timeline'!AL92),\"\",'PDF-SOW & Installation Timeline'!AL92)","v":""}]
["",{"$f":"IF(ISBLANK('PDF-SOW & Installation Timeline'!AL93),\"\",'PDF-SOW & Installation Timeline'!AL93)","v":""}]
["",{"$f":"IF(ISBLANK('PDF-SOW & Installation Timeline'!AL94),\"\",'PDF-SOW & Installation Timeline'!AL94)","v":""}]
["",{"$f":"IF(ISBLANK('PDF-SOW & Installation Timeline'!AL95),\"\",'PDF-SOW & Installation Timeline'!AL95)","v":""}]
["",{"$f":"IF(ISBLANK('PDF-SOW & Installation Timeline'!AL96),\"\",'PDF-SOW & Installation Timeline'!AL96)","v":""}]
[{"$f":"IF(B76=\"\",\"\",(A75+1))","v":""},{"$f":"IF(ISBLANK('PDF-SOW & Installation Timeline'!AL97),\"\",'PDF-SOW & Installation Timeline'!AL97)","v":""}]
["",{"$f":"IF(ISBLANK('PDF-SOW & Installation Timeline'!AL98),\"\",'PDF-SOW & Installation Timeline'!AL98)","v":""}]
["",{"$f":"IF(ISBLANK('PDF-SOW & Installation Timeline'!AL99),\"\",'PDF-SOW & Installation Timeline'!AL99)","v":""}]
["",{"$f":"IF(ISBLANK('PDF-SOW & Installation Timeline'!AL100),\"\",'PDF-SOW & Installation Timeline'!AL100)","v":""}]
["",{"$f":"IF(ISBLANK('PDF-SOW & Installation Timeline'!AL101),\"\",'PDF-SOW & Installation Timeline'!AL101)","v":""}]
["",{"$f":"IF(ISBLANK('PDF-SOW & Installation Timeline'!AL102),\"\",'PDF-SOW & Installation Timeline'!AL102)","v":""}]
["",{"$f":"IF(ISBLANK('PDF-SOW & Installation Timeline'!AL103),\"\",'PDF-SOW & Installation Timeline'!AL103)","v":""}]
["",{"$f":"IF(ISBLANK('PDF-SOW & Installation Timeline'!AL104),\"\",'PDF-SOW & Installation Timeline'!AL104)","v":""}]
["",{"$f":"IF(ISBLANK('PDF-SOW & Installation Timeline'!AL105),\"\",'PDF-SOW & Installation Timeline'!AL105)","v":""}]
["",{"$f":"IF(ISBLANK('PDF-SOW & Installation Timeline'!AL106),\"\",'PDF-SOW & Installation Timeline'!AL106)","v":""}]
["",{"$f":"IF(ISBLANK('PDF-SOW & Installation Timeline'!AL107),\"\",'PDF-SOW & Installation Timeline'!AL107)","v":""}]
["",{"$f":"IF(ISBLANK('PDF-SOW & Installation Timeline'!AL108),\"\",'PDF-SOW & Installation Timeline'!AL108)","v":""}]
["",{"$f":"IF(ISBLANK('PDF-SOW & Installation Timeline'!AL109),\"\",'PDF-SOW & Installation Timeline'!AL109)","v":""}]
["",{"$f":"IF(ISBLANK('PDF-SOW & Installation Timeline'!AL110),\"\",'PDF-SOW & Installation Timeline'!AL110)","v":""}]
["",{"$f":"IF(ISBLANK('PDF-SOW & Installation Timeline'!AL111),\"\",'PDF-SOW & Installation Timeline'!AL111)","v":""}]
["",{"$f":"IF(ISBLANK('PDF-SOW & Installation Timeline'!AL112),\"\",'PDF-SOW & Installation Timeline'!AL112)","v":""}]
["",{"$f":"IF(ISBLANK('PDF-SOW & Installation Timeline'!AL113),\"\",'PDF-SOW & Installation Timeline'!AL113)","v":""}]
["",{"$f":"IF(ISBLANK('PDF-SOW & Installation Timeline'!AL114),\"\",'PDF-SOW & Installation Timeline'!AL114)","v":""}]
["",{"$f":"IF(ISBLANK('PDF-SOW & Installation Timeline'!AL115),\"\",'PDF-SOW & Installation Timeline'!AL115)","v":""}]
["",{"$f":"IF(ISBLANK('PDF-SOW & Installation Timeline'!AL116),\"\",'PDF-SOW & Installation Timeline'!AL116)","v":""}]
["",{"$f":"IF(ISBLANK('PDF-SOW & Installation Timeline'!AL117),\"\",'PDF-SOW & Installation Timeline'!AL117)","v":""}]
["",{"$f":"IF(ISBLANK('PDF-SOW & Installation Timeline'!AL118),\"\",'PDF-SOW & Installation Timeline'!AL118)","v":""}]
["",{"$f":"IF(ISBLANK('PDF-SOW & Installation Timeline'!AL119),\"\",'PDF-SOW & Installation Timeline'!AL119)","v":""}]
["",{"$f":"IF(ISBLANK('PDF-SOW & Installation Timeline'!AL120),\"\",'PDF-SOW & Installation Timeline'!AL120)","v":""}]
["",{"$f":"IF(ISBLANK('PDF-SOW & Installation Timeline'!AL121),\"\",'PDF-SOW & Installation Timeline'!AL121)","v":""}]
["",{"$f":"IF(ISBLANK('PDF-SOW & Installation Timeline'!AL122),\"\",'PDF-SOW & Installation Timeline'!AL122)","v":""}]
["",{"$f":"IF(ISBLANK('PDF-SOW & Installation Timeline'!AL123),\"\",'PDF-SOW & Installation Timeline'!AL123)","v":""}]
["",{"$f":"IF(ISBLANK('PDF-SOW & Installation Timeline'!AL124),\"\",'PDF-SOW & Installation Timeline'!AL124)","v":""}]
["",{"$f":"IF(ISBLANK('PDF-SOW & Installation Timeline'!AL125),\"\",'PDF-SOW & Installation Timeline'!AL125)","v":""}]
["",{"$f":"IF(ISBLANK('PDF-SOW & Installation Timeline'!AL126),\"\",'PDF-SOW & Installation Timeline'!AL126)","v":""}]
["",{"$f":"IF(ISBLANK('PDF-SOW & Installation Timeline'!AL127),\"\",'PDF-SOW & Installation Timeline'!AL127)","v":""}]
["",{"$f":"IF(ISBLANK('PDF-SOW & Installation Timeline'!AL128),\"\",'PDF-SOW & Installation Timeline'!AL128)","v":""}]
["",{"$f":"IF(ISBLANK('PDF-SOW & Installation Timeline'!AL129),\"\",'PDF-SOW & Installation Timeline'!AL129)","v":""}]
["",{"$f":"IF(ISBLANK('PDF-SOW & Installation Timeline'!AL130),\"\",'PDF-SOW & Installation Timeline'!AL130)","v":""}]
["",{"$f":"IF(ISBLANK('PDF-SOW & Installation Timeline'!AL131),\"\",'PDF-SOW & Installation Timeline'!AL131)","v":""}]
["",{"$f":"IF(ISBLANK('PDF-SOW & Installation Timeline'!AL132),\"\",'PDF-SOW & Installation Timeline'!AL132)","v":""}]
["",{"$f":"IF(ISBLANK('PDF-SOW & Installation Timeline'!AL133),\"\",'PDF-SOW & Installation Timeline'!AL133)","v":""}]
["",{"$f":"IF(ISBLANK('PDF-SOW & Installation Timeline'!AL134),\"\",'PDF-SOW & Installation Timeline'!AL134)","v":""}]
["",{"$f":"IF(ISBLANK('PDF-SOW & Installation Timeline'!AL135),\"\",'PDF-SOW & Installation Timeline'!AL135)","v":""}]
["",{"$f":"IF(ISBLANK('PDF-SOW & Installation Timeline'!AL136),\"\",'PDF-SOW & Installation Timeline'!AL136)","v":""}]
["",{"$f":"IF(ISBLANK('PDF-SOW & Installation Timeline'!AL137),\"\",'PDF-SOW & Installation Timeline'!AL137)","v":""}]
["",{"$f":"IF(ISBLANK('PDF-SOW & Installation Timeline'!AL138),\"\",'PDF-SOW & Installation Timeline'!AL138)","v":""}]
["",{"$f":"IF(ISBLANK('PDF-SOW & Installation Timeline'!AL139),\"\",'PDF-SOW & Installation Timeline'!AL139)","v":""}]
["",{"$f":"IF(ISBLANK('PDF-SOW & Installation Timeline'!AL140),\"\",'PDF-SOW & Installation Timeline'!AL140)","v":""}]
["",{"$f":"IF(ISBLANK('PDF-SOW & Installation Timeline'!AL141),\"\",'PDF-SOW & Installation Timeline'!AL141)","v":""}]
["",{"$f":"IF(ISBLANK('PDF-SOW & Installation Timeline'!AL142),\"\",'PDF-SOW & Installation Timeline'!AL142)","v":""}]
["",{"$f":"IF(ISBLANK('PDF-SOW & Installation Timeline'!AL143),\"\",'PDF-SOW & Installation Timeline'!AL143)","v":""}]
["",{"$f":"IF(ISBLANK('PDF-SOW & Installation Timeline'!AL144),\"\",'PDF-SOW & Installation Timeline'!AL144)","v":""}]
["",{"$f":"IF(ISBLANK('PDF-SOW & Installation Timeline'!AL145),\"\",'PDF-SOW & Installation Timeline'!AL145)","v":""}]
["",{"$f":"IF(ISBLANK('PDF-SOW & Installation Timeline'!AL146),\"\",'PDF-SOW & Installation Timeline'!AL146)","v":""}]
["",{"$f":"IF(ISBLANK('PDF-SOW & Installation Timeline'!AL147),\"\",'PDF-SOW & Installation Timeline'!AL147)","v":""}]
["",{"$f":"IF(ISBLANK('PDF-SOW & Installation Timeline'!AL148),\"\",'PDF-SOW & Installation Timeline'!AL148)","v":""}]
["",{"$f":"IF(ISBLANK('PDF-SOW & Installation Timeline'!AL149),\"\",'PDF-SOW & Installation Timeline'!AL149)","v":""}]
["",{"$f":"IF(ISBLANK('PDF-SOW & Installation Timeline'!AL150),\"\",'PDF-SOW & Installation Timeline'!AL150)","v":""}]
["",{"$f":"IF(ISBLANK('PDF-SOW & Installation Timeline'!AL151),\"\",'PDF-SOW & Installation Timeline'!AL151)","v":""}]
["",{"$f":"IF(ISBLANK('PDF-SOW & Installation Timeline'!AL152),\"\",'PDF-SOW & Installation Timeline'!AL152)","v":""}]
["",{"$f":"IF(ISBLANK('PDF-SOW & Installation Timeline'!AL153),\"\",'PDF-SOW & Installation Timeline'!AL153)","v":""}]
["",{"$f":"IF(ISBLANK('PDF-SOW & Installation Timeline'!AL154),\"\",'PDF-SOW & Installation Timeline'!AL154)","v":""}]
["",{"$f":"IF(ISBLANK('PDF-SOW & Installation Timeline'!AL155),\"\",'PDF-SOW & Installation Timeline'!AL155)","v":""}]
["",{"$f":"IF(ISBLANK('PDF-SOW & Installation Timeline'!AL156),\"\",'PDF-SOW & Installation Timeline'!AL156)","v":""}]
["",{"$f":"IF(ISBLANK('PDF-SOW & Installation Timeline'!AL157),\"\",'PDF-SOW & Installation Timeline'!AL157)","v":""}]
["",{"$f":"IF(ISBLANK('PDF-SOW & Installation Timeline'!AL158),\"\",'PDF-SOW & Installation Timeline'!AL158)","v":""}]
["",{"$f":"IF(ISBLANK('PDF-SOW & Installation Timeline'!AL159),\"\",'PDF-SOW & Installation Timeline'!AL159)","v":""}]
["",{"$f":"IF(ISBLANK('PDF-SOW & Installation Timeline'!AL160),\"\",'PDF-SOW & Installation Timeline'!AL160)","v":""}]
[{"$f":"IF(B140=\"\",\"\",(A139+1))","v":""},{"$f":"IF(ISBLANK('PDF-SOW & Installation Timeline'!AL161),\"\",'PDF-SOW & Installation Timeline'!AL161)","v":""}]
["",{"$f":"IF(ISBLANK('PDF-SOW & Installation Timeline'!AL162),\"\",'PDF-SOW & Installation Timeline'!AL162)","v":""}]
["",{"$f":"IF(ISBLANK('PDF-SOW & Installation Timeline'!AL163),\"\",'PDF-SOW & Installation Timeline'!AL163)","v":""}]
["",{"$f":"IF(ISBLANK('PDF-SOW & Installation Timeline'!AL164),\"\",'PDF-SOW & Installation Timeline'!AL164)","v":""}]
["",{"$f":"IF(ISBLANK('PDF-SOW & Installation Timeline'!AL165),\"\",'PDF-SOW & Installation Timeline'!AL165)","v":""}]
["",{"$f":"IF(ISBLANK('PDF-SOW & Installation Timeline'!AL166),\"\",'PDF-SOW & Installation Timeline'!AL166)","v":""}]
["",{"$f":"IF(ISBLANK('PDF-SOW & Installation Timeline'!AL167),\"\",'PDF-SOW & Installation Timeline'!AL167)","v":""}]
["",{"$f":"IF(ISBLANK('PDF-SOW & Installation Timeline'!AL168),\"\",'PDF-SOW & Installation Timeline'!AL168)","v":""}]
["",{"$f":"IF(ISBLANK('PDF-SOW & Installation Timeline'!AL169),\"\",'PDF-SOW & Installation Timeline'!AL169)","v":""}]
["",{"$f":"IF(ISBLANK('PDF-SOW & Installation Timeline'!AL170),\"\",'PDF-SOW & Installation Timeline'!AL170)","v":""}]
["",{"$f":"IF(ISBLANK('PDF-SOW & Installation Timeline'!AL171),\"\",'PDF-SOW & Installation Timeline'!AL171)","v":""}]
["",{"$f":"IF(ISBLANK('PDF-SOW & Installation Timeline'!AL172),\"\",'PDF-SOW & Installation Timeline'!AL172)","v":""}]
["",{"$f":"IF(ISBLANK('PDF-SOW & Installation Timeline'!AL173),\"\",'PDF-SOW & Installation Timeline'!AL173)","v":""}]
["",{"$f":"IF(ISBLANK('PDF-SOW & Installation Timeline'!AL174),\"\",'PDF-SOW & Installation Timeline'!AL174)","v":""}]
["",{"$f":"IF(ISBLANK('PDF-SOW & Installation Timeline'!AL175),\"\",'PDF-SOW & Installation Timeline'!AL175)","v":""}]
["",{"$f":"IF(ISBLANK('PDF-SOW & Installation Timeline'!AL176),\"\",'PDF-SOW & Installation Timeline'!AL176)","v":""}]
["",{"$f":"IF(ISBLANK('PDF-SOW & Installation Timeline'!AL177),\"\",'PDF-SOW & Installation Timeline'!AL177)","v":""}]
["",{"$f":"IF(ISBLANK('PDF-SOW & Installation Timeline'!AL178),\"\",'PDF-SOW & Installation Timeline'!AL178)","v":""}]
["",{"$f":"IF(ISBLANK('PDF-SOW & Installation Timeline'!AL179),\"\",'PDF-SOW & Installation Timeline'!AL179)","v":""}]
["",{"$f":"IF(ISBLANK('PDF-SOW & Installation Timeline'!AL180),\"\",'PDF-SOW & Installation Timeline'!AL180)","v":""}]
["",{"$f":"IF(ISBLANK('PDF-SOW & Installation Timeline'!AL181),\"\",'PDF-SOW & Installation Timeline'!AL181)","v":""}]
["",{"$f":"IF(ISBLANK('PDF-SOW & Installation Timeline'!AL182),\"\",'PDF-SOW & Installation Timeline'!AL182)","v":""}]
["",{"$f":"IF(ISBLANK('PDF-SOW & Installation Timeline'!AL183),\"\",'PDF-SOW & Installation Timeline'!AL183)","v":""}]
["",{"$f":"IF(ISBLANK('PDF-SOW & Installation Timeline'!AL184),\"\",'PDF-SOW & Installation Timeline'!AL184)","v":""}]
["",{"$f":"IF(ISBLANK('PDF-SOW & Installation Timeline'!AL185),\"\",'PDF-SOW & Installation Timeline'!AL185)","v":""}]
["",{"$f":"IF(ISBLANK('PDF-SOW & Installation Timeline'!AL186),\"\",'PDF-SOW & Installation Timeline'!AL186)","v":""}]
["",{"$f":"IF(ISBLANK('PDF-SOW & Installation Timeline'!AL187),\"\",'PDF-SOW & Installation Timeline'!AL187)","v":""}]
["",{"$f":"IF(ISBLANK('PDF-SOW & Installation Timeline'!AL188),\"\",'PDF-SOW & Installation Timeline'!AL188)","v":""}]
["",{"$f":"IF(ISBLANK('PDF-SOW & Installation Timeline'!AL189),\"\",'PDF-SOW & Installation Timeline'!AL189)","v":""}]
["",{"$f":"IF(ISBLANK('PDF-SOW & Installation Timeline'!AL190),\"\",'PDF-SOW & Installation Timeline'!AL190)","v":""}]
["",{"$f":"IF(ISBLANK('PDF-SOW & Installation Timeline'!AL191),\"\",'PDF-SOW & Installation Timeline'!AL191)","v":""}]
["",{"$f":"IF(ISBLANK('PDF-SOW & Installation Timeline'!AL192),\"\",'PDF-SOW & Installation Timeline'!AL192)","v":""}]
["",{"$f":"IF(ISBLANK('PDF-SOW & Installation Timeline'!AL193),\"\",'PDF-SOW & Installation Timeline'!AL193)","v":""}]
["",{"$f":"IF(ISBLANK('PDF-SOW & Installation Timeline'!AL194),\"\",'PDF-SOW & Installation Timeline'!AL194)","v":""}]
["",{"$f":"IF(ISBLANK('PDF-SOW & Installation Timeline'!AL195),\"\",'PDF-SOW & Installation Timeline'!AL195)","v":""}]
["",{"$f":"IF(ISBLANK('PDF-SOW & Installation Timeline'!AL196),\"\",'PDF-SOW & Installation Timeline'!AL196)","v":""}]
["",{"$f":"IF(ISBLANK('PDF-SOW & Installation Timeline'!AL197),\"\",'PDF-SOW & Installation Timeline'!AL197)","v":""}]
["",{"$f":"IF(ISBLANK('PDF-SOW & Installation Timeline'!AL198),\"\",'PDF-SOW & Installation Timeline'!AL198)","v":""}]
["",{"$f":"IF(ISBLANK('PDF-SOW & Installation Timeline'!AL199),\"\",'PDF-SOW & Installation Timeline'!AL199)","v":""}]
["",{"$f":"IF(ISBLANK('PDF-SOW & Installation Timeline'!AL200),\"\",'PDF-SOW & Installation Timeline'!AL200)","v":""}]
["",{"$f":"IF(ISBLANK('PDF-SOW & Installation Timeline'!AL201),\"\",'PDF-SOW & Installation Timeline'!AL201)","v":""}]
["",{"$f":"IF(ISBLANK('PDF-SOW & Installation Timeline'!AL202),\"\",'PDF-SOW & Installation Timeline'!AL202)","v":""}]
["",{"$f":"IF(ISBLANK('PDF-SOW & Installation Timeline'!AL203),\"\",'PDF-SOW & Installation Timeline'!AL203)","v":""}]
["",{"$f":"IF(ISBLANK('PDF-SOW & Installation Timeline'!AL204),\"\",'PDF-SOW & Installation Timeline'!AL204)","v":""}]
["",{"$f":"IF(ISBLANK('PDF-SOW & Installation Timeline'!AL205),\"\",'PDF-SOW & Installation Timeline'!AL205)","v":""}]
["",{"$f":"IF(ISBLANK('PDF-SOW & Installation Timeline'!AL206),\"\",'PDF-SOW & Installation Timeline'!AL206)","v":""}]
["",{"$f":"IF(ISBLANK('PDF-SOW & Installation Timeline'!AL207),\"\",'PDF-SOW & Installation Timeline'!AL207)","v":""}]
["",{"$f":"IF(ISBLANK('PDF-SOW & Installation Timeline'!AL208),\"\",'PDF-SOW & Installation Timeline'!AL208)","v":""}]
["",{"$f":"IF(ISBLANK('PDF-SOW & Installation Timeline'!AL209),\"\",'PDF-SOW & Installation Timeline'!AL209)","v":""}]
["",{"$f":"IF(ISBLANK('PDF-SOW & Installation Timeline'!AL210),\"\",'PDF-SOW & Installation Timeline'!AL210)","v":""}]
["",{"$f":"IF(ISBLANK('PDF-SOW & Installation Timeline'!AL211),\"\",'PDF-SOW & Installation Timeline'!AL211)","v":""}]
["",{"$f":"IF(ISBLANK('PDF-SOW & Installation Timeline'!AL212),\"\",'PDF-SOW & Installation Timeline'!AL212)","v":""}]
["",{"$f":"IF(ISBLANK('PDF-SOW & Installation Timeline'!AL213),\"\",'PDF-SOW & Installation Timeline'!AL213)","v":""}]
["",{"$f":"IF(ISBLANK('PDF-SOW & Installation Timeline'!AL214),\"\",'PDF-SOW & Installation Timeline'!AL214)","v":""}]
["",{"$f":"IF(ISBLANK('PDF-SOW & Installation Timeline'!AL215),\"\",'PDF-SOW & Installation Timeline'!AL215)","v":""}]
["",{"$f":"IF(ISBLANK('PDF-SOW & Installation Timeline'!AL216),\"\",'PDF-SOW & Installation Timeline'!AL216)","v":""}]
["",{"$f":"IF(ISBLANK('PDF-SOW & Installation Timeline'!AL217),\"\",'PDF-SOW & Installation Timeline'!AL217)","v":""}]
["",{"$f":"IF(ISBLANK('PDF-SOW & Installation Timeline'!AL218),\"\",'PDF-SOW & Installation Timeline'!AL218)","v":""}]
["",{"$f":"IF(ISBLANK('PDF-SOW & Installation Timeline'!AL219),\"\",'PDF-SOW & Installation Timeline'!AL219)","v":""}]
["",{"$f":"IF(ISBLANK('PDF-SOW & Installation Timeline'!AL220),\"\",'PDF-SOW & Installation Timeline'!AL220)","v":""}]
["",{"$f":"IF(ISBLANK('PDF-SOW & Installation Timeline'!AL221),\"\",'PDF-SOW & Installation Timeline'!AL221)","v":""}]
["",{"$f":"IF(ISBLANK('PDF-SOW & Installation Timeline'!AL222),\"\",'PDF-SOW & Installation Timeline'!AL222)","v":""}]
["",{"$f":"IF(ISBLANK('PDF-SOW & Installation Timeline'!AL223),\"\",'PDF-SOW & Installation Timeline'!AL223)","v":""}]
["",{"$f":"IF(ISBLANK('PDF-SOW & Installation Timeline'!AL224),\"\",'PDF-SOW & Installation Timeline'!AL224)","v":""}]
[{"$f":"IF(B204=\"\",\"\",(A203+1))","v":""},{"$f":"IF(ISBLANK('PDF-SOW & Installation Timeline'!AL225),\"\",'PDF-SOW & Installation Timeline'!AL225)","v":""}]
["",{"$f":"IF(ISBLANK('PDF-SOW & Installation Timeline'!AL226),\"\",'PDF-SOW & Installation Timeline'!AL226)","v":""}]
["",{"$f":"IF(ISBLANK('PDF-SOW & Installation Timeline'!AL227),\"\",'PDF-SOW & Installation Timeline'!AL227)","v":""}]
["",{"$f":"IF(ISBLANK('PDF-SOW & Installation Timeline'!AL228),\"\",'PDF-SOW & Installation Timeline'!AL228)","v":""}]
["",{"$f":"IF(ISBLANK('PDF-SOW & Installation Timeline'!AL229),\"\",'PDF-SOW & Installation Timeline'!AL229)","v":""}]
["",{"$f":"IF(ISBLANK('PDF-SOW & Installation Timeline'!AL230),\"\",'PDF-SOW & Installation Timeline'!AL230)","v":""}]
["",{"$f":"IF(ISBLANK('PDF-SOW & Installation Timeline'!AL231),\"\",'PDF-SOW & Installation Timeline'!AL231)","v":""}]
["",{"$f":"IF(ISBLANK('PDF-SOW & Installation Timeline'!AL232),\"\",'PDF-SOW & Installation Timeline'!AL232)","v":""}]
["",{"$f":"IF(ISBLANK('PDF-SOW & Installation Timeline'!AL233),\"\",'PDF-SOW & Installation Timeline'!AL233)","v":""}]
["",{"$f":"IF(ISBLANK('PDF-SOW & Installation Timeline'!AL234),\"\",'PDF-SOW & Installation Timeline'!AL234)","v":""}]
["",{"$f":"IF(ISBLANK('PDF-SOW & Installation Timeline'!AL235),\"\",'PDF-SOW & Installation Timeline'!AL235)","v":""}]
["",{"$f":"IF(ISBLANK('PDF-SOW & Installation Timeline'!AL236),\"\",'PDF-SOW & Installation Timeline'!AL236)","v":""}]
["",{"$f":"IF(ISBLANK('PDF-SOW & Installation Timeline'!AL237),\"\",'PDF-SOW & Installation Timeline'!AL237)","v":""}]
["",{"$f":"IF(ISBLANK('PDF-SOW & Installation Timeline'!AL238),\"\",'PDF-SOW & Installation Timeline'!AL238)","v":""}]
["",{"$f":"IF(ISBLANK('PDF-SOW & Installation Timeline'!AL239),\"\",'PDF-SOW & Installation Timeline'!AL239)","v":""}]
["",{"$f":"IF(ISBLANK('PDF-SOW & Installation Timeline'!AL240),\"\",'PDF-SOW & Installation Timeline'!AL240)","v":""}]
["",{"$f":"IF(ISBLANK('PDF-SOW & Installation Timeline'!AL241),\"\",'PDF-SOW & Installation Timeline'!AL241)","v":""}]
["",{"$f":"IF(ISBLANK('PDF-SOW & Installation Timeline'!AL242),\"\",'PDF-SOW & Installation Timeline'!AL242)","v":""}]
["",{"$f":"IF(ISBLANK('PDF-SOW & Installation Timeline'!AL243),\"\",'PDF-SOW & Installation Timeline'!AL243)","v":""}]
["",{"$f":"IF(ISBLANK('PDF-SOW & Installation Timeline'!AL244),\"\",'PDF-SOW & Installation Timeline'!AL244)","v":""}]
["",{"$f":"IF(ISBLANK('PDF-SOW & Installation Timeline'!AL245),\"\",'PDF-SOW & Installation Timeline'!AL245)","v":""}]
["",{"$f":"IF(ISBLANK('PDF-SOW & Installation Timeline'!AL246),\"\",'PDF-SOW & Installation Timeline'!AL246)","v":""}]
["",{"$f":"IF(ISBLANK('PDF-SOW & Installation Timeline'!AL247),\"\",'PDF-SOW & Installation Timeline'!AL247)","v":""}]
["",{"$f":"IF(ISBLANK('PDF-SOW & Installation Timeline'!AL248),\"\",'PDF-SOW & Installation Timeline'!AL248)","v":""}]
["",{"$f":"IF(ISBLANK('PDF-SOW & Installation Timeline'!AL249),\"\",'PDF-SOW & Installation Timeline'!AL249)","v":""}]
["",{"$f":"IF(ISBLANK('PDF-SOW & Installation Timeline'!AL250),\"\",'PDF-SOW & Installation Timeline'!AL250)","v":""}]
["",{"$f":"IF(ISBLANK('PDF-SOW & Installation Timeline'!AL251),\"\",'PDF-SOW & Installation Timeline'!AL251)","v":""}]
["",{"$f":"IF(ISBLANK('PDF-SOW & Installation Timeline'!AL252),\"\",'PDF-SOW & Installation Timeline'!AL252)","v":""}]
["",{"$f":"IF(ISBLANK('PDF-SOW & Installation Timeline'!AL253),\"\",'PDF-SOW & Installation Timeline'!AL253)","v":""}]
["",{"$f":"IF(ISBLANK('PDF-SOW & Installation Timeline'!AL254),\"\",'PDF-SOW & Installation Timeline'!AL254)","v":""}]
["",{"$f":"IF(ISBLANK('PDF-SOW & Installation Timeline'!AL255),\"\",'PDF-SOW & Installation Timeline'!AL255)","v":""}]
["",{"$f":"IF(ISBLANK('PDF-SOW & Installation Timeline'!AL256),\"\",'PDF-SOW & Installation Timeline'!AL256)","v":""}]
["",{"$f":"IF(ISBLANK('PDF-SOW & Installation Timeline'!AL257),\"\",'PDF-SOW & Installation Timeline'!AL257)","v":""}]
["",{"$f":"IF(ISBLANK('PDF-SOW & Installation Timeline'!AL258),\"\",'PDF-SOW & Installation Timeline'!AL258)","v":""}]
["",{"$f":"IF(ISBLANK('PDF-SOW & Installation Timeline'!AL259),\"\",'PDF-SOW & Installation Timeline'!AL259)","v":""}]
["",{"$f":"IF(ISBLANK('PDF-SOW & Installation Timeline'!AL260),\"\",'PDF-SOW & Installation Timeline'!AL260)","v":""}]
["",{"$f":"IF(ISBLANK('PDF-SOW & Installation Timeline'!AL261),\"\",'PDF-SOW & Installation Timeline'!AL261)","v":""}]
["",{"$f":"IF(ISBLANK('PDF-SOW & Installation Timeline'!AL262),\"\",'PDF-SOW & Installation Timeline'!AL262)","v":""}]
["",{"$f":"IF(ISBLANK('PDF-SOW & Installation Timeline'!AL263),\"\",'PDF-SOW & Installation Timeline'!AL263)","v":""}]
["",{"$f":"IF(ISBLANK('PDF-SOW & Installation Timeline'!AL264),\"\",'PDF-SOW & Installation Timeline'!AL264)","v":""}]
["",{"$f":"IF(ISBLANK('PDF-SOW & Installation Timeline'!AL265),\"\",'PDF-SOW & Installation Timeline'!AL265)","v":""}]
["",{"$f":"IF(ISBLANK('PDF-SOW & Installation Timeline'!AL266),\"\",'PDF-SOW & Installation Timeline'!AL266)","v":""}]
["",{"$f":"IF(ISBLANK('PDF-SOW & Installation Timeline'!AL267),\"\",'PDF-SOW & Installation Timeline'!AL267)","v":""}]
["",{"$f":"IF(ISBLANK('PDF-SOW & Installation Timeline'!AL268),\"\",'PDF-SOW & Installation Timeline'!AL268)","v":""}]
["",{"$f":"IF(ISBLANK('PDF-SOW & Installation Timeline'!AL269),\"\",'PDF-SOW & Installation Timeline'!AL269)","v":""}]
["",{"$f":"IF(ISBLANK('PDF-SOW & Installation Timeline'!AL270),\"\",'PDF-SOW & Installation Timeline'!AL270)","v":""}]
["",{"$f":"IF(ISBLANK('PDF-SOW & Installation Timeline'!AL271),\"\",'PDF-SOW & Installation Timeline'!AL271)","v":""}]
["",{"$f":"IF(ISBLANK('PDF-SOW & Installation Timeline'!AL272),\"\",'PDF-SOW & Installation Timeline'!AL272)","v":""}]
["",{"$f":"IF(ISBLANK('PDF-SOW & Installation Timeline'!AL273),\"\",'PDF-SOW & Installation Timeline'!AL273)","v":""}]
["",{"$f":"IF(ISBLANK('PDF-SOW & Installation Timeline'!AL274),\"\",'PDF-SOW & Installation Timeline'!AL274)","v":""}]
["",{"$f":"IF(ISBLANK('PDF-SOW & Installation Timeline'!AL275),\"\",'PDF-SOW & Installation Timeline'!AL275)","v":""}]
["",{"$f":"IF(ISBLANK('PDF-SOW & Installation Timeline'!AL276),\"\",'PDF-SOW & Installation Timeline'!AL276)","v":""}]
["",{"$f":"IF(ISBLANK('PDF-SOW & Installation Timeline'!AL277),\"\",'PDF-SOW & Installation Timeline'!AL277)","v":""}]
["",{"$f":"IF(ISBLANK('PDF-SOW & Installation Timeline'!AL278),\"\",'PDF-SOW & Installation Timeline'!AL278)","v":""}]
["",{"$f":"IF(ISBLANK('PDF-SOW & Installation Timeline'!AL279),\"\",'PDF-SOW & Installation Timeline'!AL279)","v":""}]
["",{"$f":"IF(ISBLANK('PDF-SOW & Installation Timeline'!AL280),\"\",'PDF-SOW & Installation Timeline'!AL280)","v":""}]
["",{"$f":"IF(ISBLANK('PDF-SOW & Installation Timeline'!AL281),\"\",'PDF-SOW & Installation Timeline'!AL281)","v":""}]
["",{"$f":"IF(ISBLANK('PDF-SOW & Installation Timeline'!AL282),\"\",'PDF-SOW & Installation Timeline'!AL282)","v":""}]
["",{"$f":"IF(ISBLANK('PDF-SOW & Installation Timeline'!AL283),\"\",'PDF-SOW & Installation Timeline'!AL283)","v":""}]
["",{"$f":"IF(ISBLANK('PDF-SOW & Installation Timeline'!AL284),\"\",'PDF-SOW & Installation Timeline'!AL284)","v":""}]
["",{"$f":"IF(ISBLANK('PDF-SOW & Installation Timeline'!AL285),\"\",'PDF-SOW & Installation Timeline'!AL285)","v":""}]
["",{"$f":"IF(ISBLANK('PDF-SOW & Installation Timeline'!AL286),\"\",'PDF-SOW & Installation Timeline'!AL286)","v":""}]
["",{"$f":"IF(ISBLANK('PDF-SOW & Installation Timeline'!AL287),\"\",'PDF-SOW & Installation Timeline'!AL287)","v":""}]
["",{"$f":"IF(ISBLANK('PDF-SOW & Installation Timeline'!AL288),\"\",'PDF-SOW & Installation Timeline'!AL288)","v":""}]
[{"$f":"IF(B268=\"\",\"\",(A267+1))","v":""},{"$f":"IF(ISBLANK('PDF-SOW & Installation Timeline'!AL289),\"\",'PDF-SOW & Installation Timeline'!AL289)","v":""}]
["",{"$f":"IF(ISBLANK('PDF-SOW & Installation Timeline'!AL290),\"\",'PDF-SOW & Installation Timeline'!AL290)","v":""}]
["",{"$f":"IF(ISBLANK('PDF-SOW & Installation Timeline'!AL291),\"\",'PDF-SOW & Installation Timeline'!AL291)","v":""}]
["",{"$f":"IF(ISBLANK('PDF-SOW & Installation Timeline'!AL292),\"\",'PDF-SOW & Installation Timeline'!AL292)","v":""}]
["",{"$f":"IF(ISBLANK('PDF-SOW & Installation Timeline'!AL293),\"\",'PDF-SOW & Installation Timeline'!AL293)","v":""}]
["",{"$f":"IF(ISBLANK('PDF-SOW & Installation Timeline'!AL294),\"\",'PDF-SOW & Installation Timeline'!AL294)","v":""}]
["",{"$f":"IF(ISBLANK('PDF-SOW & Installation Timeline'!AL295),\"\",'PDF-SOW & Installation Timeline'!AL295)","v":""}]
["",{"$f":"IF(ISBLANK('PDF-SOW & Installation Timeline'!AL296),\"\",'PDF-SOW & Installation Timeline'!AL296)","v":""}]
["",{"$f":"IF(ISBLANK('PDF-SOW & Installation Timeline'!AL297),\"\",'PDF-SOW & Installation Timeline'!AL297)","v":""}]
["",{"$f":"IF(ISBLANK('PDF-SOW & Installation Timeline'!AL298),\"\",'PDF-SOW & Installation Timeline'!AL298)","v":""}]
["",{"$f":"IF(ISBLANK('PDF-SOW & Installation Timeline'!AL299),\"\",'PDF-SOW & Installation Timeline'!AL299)","v":""}]
["",{"$f":"IF(ISBLANK('PDF-SOW & Installation Timeline'!AL300),\"\",'PDF-SOW & Installation Timeline'!AL300)","v":""}]
["",{"$f":"IF(ISBLANK('PDF-SOW & Installation Timeline'!AL301),\"\",'PDF-SOW & Installation Timeline'!AL301)","v":""}]
["",{"$f":"IF(ISBLANK('PDF-SOW & Installation Timeline'!AL302),\"\",'PDF-SOW & Installation Timeline'!AL302)","v":""}]
["",{"$f":"IF(ISBLANK('PDF-SOW & Installation Timeline'!AL303),\"\",'PDF-SOW & Installation Timeline'!AL303)","v":""}]
["",{"$f":"IF(ISBLANK('PDF-SOW & Installation Timeline'!AL304),\"\",'PDF-SOW & Installation Timeline'!AL304)","v":""}]
["",{"$f":"IF(ISBLANK('PDF-SOW & Installation Timeline'!AL305),\"\",'PDF-SOW & Installation Timeline'!AL305)","v":""}]
["",{"$f":"IF(ISBLANK('PDF-SOW & Installation Timeline'!AL306),\"\",'PDF-SOW & Installation Timeline'!AL306)","v":""}]
["",{"$f":"IF(ISBLANK('PDF-SOW & Installation Timeline'!AL307),\"\",'PDF-SOW & Installation Timeline'!AL307)","v":""}]
["",{"$f":"IF(ISBLANK('PDF-SOW & Installation Timeline'!AL308),\"\",'PDF-SOW & Installation Timeline'!AL308)","v":""}]
["",{"$f":"IF(ISBLANK('PDF-SOW & Installation Timeline'!AL309),\"\",'PDF-SOW & Installation Timeline'!AL309)","v":""}]
["",{"$f":"IF(ISBLANK('PDF-SOW & Installation Timeline'!AL310),\"\",'PDF-SOW & Installation Timeline'!AL310)","v":""}]
["",{"$f":"IF(ISBLANK('PDF-SOW & Installation Timeline'!AL311),\"\",'PDF-SOW & Installation Timeline'!AL311)","v":""}]
["",{"$f":"IF(ISBLANK('PDF-SOW & Installation Timeline'!AL312),\"\",'PDF-SOW & Installation Timeline'!AL312)","v":""}]
["",{"$f":"IF(ISBLANK('PDF-SOW & Installation Timeline'!AL313),\"\",'PDF-SOW & Installation Timeline'!AL313)","v":""}]
["",{"$f":"IF(ISBLANK('PDF-SOW & Installation Timeline'!AL314),\"\",'PDF-SOW & Installation Timeline'!AL314)","v":""}]
["",{"$f":"IF(ISBLANK('PDF-SOW & Installation Timeline'!AL315),\"\",'PDF-SOW & Installation Timeline'!AL315)","v":""}]
["",{"$f":"IF(ISBLANK('PDF-SOW & Installation Timeline'!AL316),\"\",'PDF-SOW & Installation Timeline'!AL316)","v":""}]
["",{"$f":"IF(ISBLANK('PDF-SOW & Installation Timeline'!AL317),\"\",'PDF-SOW & Installation Timeline'!AL317)","v":""}]
["",{"$f":"IF(ISBLANK('PDF-SOW & Installation Timeline'!AL318),\"\",'PDF-SOW & Installation Timeline'!AL318)","v":""}]
["",{"$f":"IF(ISBLANK('PDF-SOW & Installation Timeline'!AL319),\"\",'PDF-SOW & Installation Timeline'!AL319)","v":""}]
["",{"$f":"IF(ISBLANK('PDF-SOW & Installation Timeline'!AL320),\"\",'PDF-SOW & Installation Timeline'!AL320)","v":""}]
["",{"$f":"IF(ISBLANK('PDF-SOW & Installation Timeline'!AL321),\"\",'PDF-SOW & Installation Timeline'!AL321)","v":""}]
["",{"$f":"IF(ISBLANK('PDF-SOW & Installation Timeline'!AL322),\"\",'PDF-SOW & Installation Timeline'!AL322)","v":""}]
["",{"$f":"IF(ISBLANK('PDF-SOW & Installation Timeline'!AL323),\"\",'PDF-SOW & Installation Timeline'!AL323)","v":""}]
["",{"$f":"IF(ISBLANK('PDF-SOW & Installation Timeline'!AL324),\"\",'PDF-SOW & Installation Timeline'!AL324)","v":""}]
["",{"$f":"IF(ISBLANK('PDF-SOW & Installation Timeline'!AL325),\"\",'PDF-SOW & Installation Timeline'!AL325)","v":""}]
["",{"$f":"IF(ISBLANK('PDF-SOW & Installation Timeline'!AL326),\"\",'PDF-SOW & Installation Timeline'!AL326)","v":""}]
["",{"$f":"IF(ISBLANK('PDF-SOW & Installation Timeline'!AL327),\"\",'PDF-SOW & Installation Timeline'!AL327)","v":""}]
["",{"$f":"IF(ISBLANK('PDF-SOW & Installation Timeline'!AL328),\"\",'PDF-SOW & Installation Timeline'!AL328)","v":""}]
["",{"$f":"IF(ISBLANK('PDF-SOW & Installation Timeline'!AL329),\"\",'PDF-SOW & Installation Timeline'!AL329)","v":""}]
["",{"$f":"IF(ISBLANK('PDF-SOW & Installation Timeline'!AL330),\"\",'PDF-SOW & Installation Timeline'!AL330)","v":""}]
["",{"$f":"IF(ISBLANK('PDF-SOW & Installation Timeline'!AL331),\"\",'PDF-SOW & Installation Timeline'!AL331)","v":""}]
["",{"$f":"IF(ISBLANK('PDF-SOW & Installation Timeline'!AL332),\"\",'PDF-SOW & Installation Timeline'!AL332)","v":""}]
["",{"$f":"IF(ISBLANK('PDF-SOW & Installation Timeline'!AL333),\"\",'PDF-SOW & Installation Timeline'!AL333)","v":""}]
["",{"$f":"IF(ISBLANK('PDF-SOW & Installation Timeline'!AL334),\"\",'PDF-SOW & Installation Timeline'!AL334)","v":""}]
["",{"$f":"IF(ISBLANK('PDF-SOW & Installation Timeline'!AL335),\"\",'PDF-SOW & Installation Timeline'!AL335)","v":""}]
["",{"$f":"IF(ISBLANK('PDF-SOW & Installation Timeline'!AL336),\"\",'PDF-SOW & Installation Timeline'!AL336)","v":""}]
["",{"$f":"IF(ISBLANK('PDF-SOW & Installation Timeline'!AL337),\"\",'PDF-SOW & Installation Timeline'!AL337)","v":""}]
["",{"$f":"IF(ISBLANK('PDF-SOW & Installation Timeline'!AL338),\"\",'PDF-SOW & Installation Timeline'!AL338)","v":""}]
["",{"$f":"IF(ISBLANK('PDF-SOW & Installation Timeline'!AL339),\"\",'PDF-SOW & Installation Timeline'!AL339)","v":""}]
["",{"$f":"IF(ISBLANK('PDF-SOW & Installation Timeline'!AL340),\"\",'PDF-SOW & Installation Timeline'!AL340)","v":""}]
["",{"$f":"IF(ISBLANK('PDF-SOW & Installation Timeline'!AL341),\"\",'PDF-SOW & Installation Timeline'!AL341)","v":""}]
["",{"$f":"IF(ISBLANK('PDF-SOW & Installation Timeline'!AL342),\"\",'PDF-SOW & Installation Timeline'!AL342)","v":""}]
["",{"$f":"IF(ISBLANK('PDF-SOW & Installation Timeline'!AL343),\"\",'PDF-SOW & Installation Timeline'!AL343)","v":""}]
["",{"$f":"IF(ISBLANK('PDF-SOW & Installation Timeline'!AL344),\"\",'PDF-SOW & Installation Timeline'!AL344)","v":""}]
["",{"$f":"IF(ISBLANK('PDF-SOW & Installation Timeline'!AL345),\"\",'PDF-SOW & Installation Timeline'!AL345)","v":""}]
["",{"$f":"IF(ISBLANK('PDF-SOW & Installation Timeline'!AL346),\"\",'PDF-SOW & Installation Timeline'!AL346)","v":""}]
["",{"$f":"IF(ISBLANK('PDF-SOW & Installation Timeline'!AL347),\"\",'PDF-SOW & Installation Timeline'!AL347)","v":""}]
["",{"$f":"IF(ISBLANK('PDF-SOW & Installation Timeline'!AL348),\"\",'PDF-SOW & Installation Timeline'!AL348)","v":""}]
["",{"$f":"IF(ISBLANK('PDF-SOW & Installation Timeline'!AL349),\"\",'PDF-SOW & Installation Timeline'!AL349)","v":""}]
["",{"$f":"IF(ISBLANK('PDF-SOW & Installation Timeline'!AL350),\"\",'PDF-SOW & Installation Timeline'!AL350)","v":""}]
["",{"$f":"IF(ISBLANK('PDF-SOW & Installation Timeline'!AL351),\"\",'PDF-SOW & Installation Timeline'!AL351)","v":""}]
["",{"$f":"IF(ISBLANK('PDF-SOW & Installation Timeline'!AL352),\"\",'PDF-SOW & Installation Timeline'!AL352)","v":""}]
[{"$f":"IF(B332=\"\",\"\",(A331+1))","v":""},{"$f":"IF(ISBLANK('PDF-SOW & Installation Timeline'!AL353),\"\",'PDF-SOW & Installation Timeline'!AL353)","v":""}]
["",{"$f":"IF(ISBLANK('PDF-SOW & Installation Timeline'!AL354),\"\",'PDF-SOW & Installation Timeline'!AL354)","v":""}]
["",{"$f":"IF(ISBLANK('PDF-SOW & Installation Timeline'!AL355),\"\",'PDF-SOW & Installation Timeline'!AL355)","v":""}]
["",{"$f":"IF(ISBLANK('PDF-SOW & Installation Timeline'!AL356),\"\",'PDF-SOW & Installation Timeline'!AL356)","v":""}]
["",{"$f":"IF(ISBLANK('PDF-SOW & Installation Timeline'!AL357),\"\",'PDF-SOW & Installation Timeline'!AL357)","v":""}]
["",{"$f":"IF(ISBLANK('PDF-SOW & Installation Timeline'!AL358),\"\",'PDF-SOW & Installation Timeline'!AL358)","v":""}]
["",{"$f":"IF(ISBLANK('PDF-SOW & Installation Timeline'!AL359),\"\",'PDF-SOW & Installation Timeline'!AL359)","v":""}]
["",{"$f":"IF(ISBLANK('PDF-SOW & Installation Timeline'!AL360),\"\",'PDF-SOW & Installation Timeline'!AL360)","v":""}]
["",{"$f":"IF(ISBLANK('PDF-SOW & Installation Timeline'!AL361),\"\",'PDF-SOW & Installation Timeline'!AL361)","v":""}]
["",{"$f":"IF(ISBLANK('PDF-SOW & Installation Timeline'!AL362),\"\",'PDF-SOW & Installation Timeline'!AL362)","v":""}]
["",{"$f":"IF(ISBLANK('PDF-SOW & Installation Timeline'!AL363),\"\",'PDF-SOW & Installation Timeline'!AL363)","v":""}]
["",{"$f":"IF(ISBLANK('PDF-SOW & Installation Timeline'!AL364),\"\",'PDF-SOW & Installation Timeline'!AL364)","v":""}]
["",{"$f":"IF(ISBLANK('PDF-SOW & Installation Timeline'!AL365),\"\",'PDF-SOW & Installation Timeline'!AL365)","v":""}]

{"sheet":"Summary","index":4,"n_rows":23,"n_cols":5,"rows_kept":23,"cut":false,"hidden":false,"merged":[[1,0,1,4],[3,0,5,0],[13,0,15,0],[6,0,12,0],[22,0,22,2],[22,3,22,4],[19,0,20,0],[16,0,18,0]]}
[]
["Project Summary"]
[null,null,"Mid Project","Balance","Total"]
[null,"Total Measures Implemented",{"$f":"COUNTIF(Measures!J15:J83,\"Yes\")","v":0},{"$f":"E4-C4","v":0},{"$f":"COUNTIF(Measures!I15:I83,\"Yes\")","v":0}]
[null,"Total Points Earned",{"$f":"Measures!Q85","v":""},{"$f":"IFERROR(E5-C5,FinProPoints)","v":"Does not meet minimum points requirement"},{"$f":"Measures!P85","v":"Does not meet minimum points requirement"}]
[null,"Building Units",null,null,{"$f":"Measures!K4","v":0}]
["Savings","Electric kWh",{"$f":"SUMIF(Measures!Q15:Q83,\">0\",Measures!AA15:AA83)","v":0},{"$f":"E7-C7","v":0},{"$f":"Measures!AA85","v":0}]
[null,"Gas Therms",{"$f":"SUMIF(Measures!Q15:Q83,\">0\",Measures!AD15:AD83)","v":0},0,{"$f":"Measures!AD85","v":0}]
[null,"Electric MMBtu",{"$f":"C7*0.003412","v":0},0,{"$f":"E7*0.003412","v":0}]
[null,"Gas MMBtu",{"$f":"C8/10","v":0},0,{"$f":"E8/10","v":0}]
[null,"Total MMBtu",{"$f":"C9+C10","v":0},0,{"$f":"E9+E10","v":0}]
[null,"% of Building's Electric Usage",{"$f":"IFERROR(C7/Annualized_kWh,0)","v":0},{"$f":"IFERROR(D7/Annualized_kWh,0)","v":0},{"$f":"IFERROR(E7/Annualized_kWh,0)","v":0}]
[null,"% of Building's Gas Usage",{"$f":"IFERROR(C8/Annualized_Thm,0)","v":0},{"$f":"IFERROR(D8/Annualized_Thm,0)","v":0},{"$f":"IFERROR(E8/Annualized_Thm,0)","v":0}]
["Project Cost","Material Cost",{"$f":"SUMIF(Measures!Q15:Q43,\">0\",Measures!W15:W43)\n+SUMIF(Measures!Q46:Q69,\">0\",Measures!W46:W69)\n+SUMIF(Measures!Q72:Q83,\">0\",Measures!W72:W83)","v":0},{"$f":"E14-C14","v":0},{"$f":"Measures!W85","v":0}]
[null,"Labor Cost",{"$f":"SUMIF(Measures!Q15:Q43,\">0\",Measures!X15:X43)\n+SUMIF(Measures!Q46:Q69,\">0\",Measures!X46:X69)\n+SUMIF(Measures!Q72:Q83,\">0\",Measures!X72:X83)","v":0},{"$f":"E15-C15","v":0},{"$f":"Measures!X85","v":0}]
[null,"Total Cost",{"$f":"C14+C15","v":0},{"$f":"E16-C16","v":0},{"$f":"E14+E15","v":0}]
["Incentive","Electric Incentive ",{"$f":"IFERROR(C19*C9/C11,0)","v":0},0,{"$f":"IFERROR(E19*E9/E11,0)","v":0}]
[null,"Gas Incentive",{"$f":"IFERROR(C19*C10/C11,0)","v":0},0,{"$f":"IFERROR(E19*E10/E11,0)","v":0}]
[null,"Total Incentive",{"$f":"IFERROR(IF(SUM(MidProPoints)>0,0.4*E19,0),0)","v":0},{"$f":"IFERROR(E19-C19,0)","v":0},{"$f":"IF(OR(E5<100,E5=\"Does not meet minimum points requirement\"),\"Not eligible for comprehensive incentive\",IF(AND(E5>=100,E5<150),MIN(E6*1500,0.85*E16),IF(E5>=150,MIN(E6*2000,0.85*E16))))","v":"Not eligible for comprehensive incentive"}]
["Incentive Cost","Electric ($/kWh)",{"$f":"IFERROR(C17/C7,0)","v":0},0,0]
[null,"Gas ($/Dth)",0,0,0]
[]
["Final Incentive is minimum of 85% of the project cost or $/dwelling unit based on points earned",null,null,{"$f":"IF(E19=\"Not eligible for comprehensive incentive\",\"Not eligible for comprehensive incentive\",IF(E19=0.85*E16,\"Based on Project Cost\",\"Based on $/Dwelling unit\"))","v":"Not eligible for comprehensive incentive"}]

{"sheet":"SMART Data Entry WO","index":5,"n_rows":29,"n_cols":35,"rows_kept":29,"cut":false,"hidden":true,"merged":[[5,1,5,9],[10,1,10,19],[21,1,21,29],[16,1,16,34],[26,1,26,32]]}
[null,"Electric Provider",{"$f":"IF(ElectricProvider<>\"\",ElectricProvider,\"\")","v":""}]
[null,"Gas Provider",{"$f":"IF(GasProvider<>\"\",GasProvider,\"\")","v":""}]
[null,"Fin Project Creation",{"$f":"IFERROR(IF(SUM(FinProPoints)>=100,\"Yes\",\"No\"),\"No\")","v":"No"}]
[null,"Mid Project Creation",{"$f":"IFERROR(IF(SUM(MidProPoints)>=60,\"Yes\",\"No\"),\"No\")","v":"No"}]
[]
[null,"_Project"]
["Map?","Electric Account #","Gas Account #","CommonAreaCeilingHeight","NoOfApts","BuildingAge","CoolingType","HeatingDistributionType","HeatingType","buildingSqft"]
[{"$f":"$C$3","v":"No"},{"$f":"IF(ElectricAccNo<>\"\",ElectricAccNo,\"\")","v":""},{"$f":"IF(GasAcctNo<>\"\",GasAcctNo,\"\")","v":""},{"$f":"IF(CeilingHeight<>\"\",CeilingHeight,\"\")","v":""},{"$f":"IF(NoApartment<>\"\",NoApartment,\"\")","v":""},{"$f":"IF(BuildingAge<>\"\",BuildingAge,\"\")","v":""},{"$f":"IF(CoolingType<>\"\",CoolingType,\"\")","v":""},{"$f":"IF(HeatingDistributionType<>\"\",HeatingDistributionType,\"\")","v":""},{"$f":"IF(HeatingType<>\"\",HeatingType,\"\")","v":""},{"$f":"IF(Building_SQFT<>\"\",Building_SQFT,\"\")","v":""}]
[]
[]
[null,"WorkOrders"]
["Map?","WONo","Email","AlternatePhone","PortfolioOwner","WOType","ToolVersion","Implementer","Payee","TaxPayerID","PayeeAddress","DHWFuelType","HeatingFuelType","HVACType","BuildingType","NoOfFloors","MarketSector","AffordableVerifiedDate","FacilityType","DeepNonDeep"]
[{"$f":"$C$3","v":"No"},{"$f":"BuildingID&\"-\"&WOSelection&\"-FIN\"","v":"--FIN"},{"$f":"IF(Email<>\"\",Email,\"\")","v":""},{"$f":"IF(AlternatePhone<>\"\",AlternatePhone,\"\")","v":""},{"$f":"IF(Owner<>\"\",Owner,\"\")","v":""},4,{"$f":"ToolVersion","v":"900.1"},{"$f":"IF(Implementer<>\"\",Implementer,\"\")","v":""},{"$f":"IF(Payee<>\"\",Payee,\"\")","v":""},{"$f":"IF(TaxPayer_ID<>\"\",TaxPayer_ID,\"\")","v":""},{"$f":"IF(Payee_Address<>\"\",Payee_Address,\"\")","v":""},{"$f":"IF(DHWFuelType<>\"\",DHWFuelType,\"\")","v":""},{"$f":"IF(HeatingFuelType<>\"\",HeatingFuelType,\"\")","v":""},{"$f":"IF(HVACType<>\"\",HVACType,\"\")","v":""},{"$f":"IF(BuildingType<>\"\",BuildingType,\"\")","v":""},{"$f":"IF(NoFloor<>\"\",NoFloor,\"\")","v":""},{"$f":"IF(MarketSector<>\"\",MarketSector,\"\")","v":"Affordable Housing"},{"$f":"IF(AffordableVerifiedDate<>\"\",AffordableVerifiedDate,\"\")","v":""},{"$f":"IF(Facility_Type<>\"\",Facility_Type,\"\")","v":"Multifamily"},"Deep - Comprehensive"]
[{"$f":"$C$4","v":"No"},{"$f":"BuildingID&\"-\"&WOSelection&\"-MID\"","v":"--MID"},{"$f":"IF(Email<>\"\",Email,\"\")","v":""},{"$f":"IF(AlternatePhone<>\"\",AlternatePhone,\"\")","v":""},{"$f":"IF(Owner<>\"\",Owner,\"\")","v":""},4,{"$f":"ToolVersion","v":"900.1"},{"$f":"IF(Implementer<>\"\",Implementer,\"\")","v":""},{"$f":"IF(Payee<>\"\",Payee,\"\")","v":""},{"$f":"IF(TaxPayer_ID<>\"\",TaxPayer_ID,\"\")","v":""},{"$f":"IF(Payee_Address<>\"\",Payee_Address,\"\")","v":""},{"$f":"IF(DHWFuelType<>\"\",DHWFuelType,\"\")","v":""},{"$f":"IF(HeatingFuelType<>\"\",HeatingFuelType,\"\")","v":""},{"$f":"IF(HVACType<>\"\",HVACType,\"\")","v":""},{"$f":"IF(BuildingType<>\"\",BuildingType,\"\")","v":""},{"$f":"IF(NoFloor<>\"\",NoFloor,\"\")","v":""},{"$f":"IF(MarketSector<>\"\",MarketSector,\"\")","v":"Affordable Housing"},{"$f":"IF(AffordableVerifiedDate<>\"\",AffordableVerifiedDate,\"\")","v":""},{"$f":"IF(Facility_Type<>\"\",Facility_Type,\"\")","v":"Multifamily"},"Deep - Comprehensive"]
[]
[]
[null,"WorkOrderComprehensive"]
["Map?","Comprehensive WONO","WONO_FIN","WONO_MID","Parent WoNo","Elec Provider","Gas Provider","Electric Account Name","Gas Account Name","Electric Service Address","Gas Service Address","Midterm Payment","Audit Type","Reference Number","Audit Report Date","Technical Assistance Provider","NYSERDA FlexTech Audit/Funding?","NYSERDA MPP to AMEEP transfer?","AMEEP Pilot Program?","Affordable Document Expire Date","Boiler/Heater is in","Oil to Gas project?","Tentative Installation Start Date","Tentative Final Completion Date","Tentative Mid Project Completion Date","MFCompNo","Assigned Engineer","Initial Review Start Date","Willdan Desk Review Start Date","Utility Desk Review","Utility Desk Review Date","Measurement & Verification? Y/N","Calculations Submitted","Other Energy Efficiency Program","Notes"]
[{"$f":"$C$3","v":"No"},{"$f":"BuildingID&\"-\"&WOSelection&\"-CMP\"","v":"--CMP"},{"$f":"BuildingID&\"-\"&WOSelection&\"-FIN\"","v":"--FIN"},{"$f":"IF($C$4=\"Yes\",BuildingID&\"-\"&WOSelection&\"-MID\",\"\")","v":""},{"$f":"BuildingID&\"-\"&WOSelection","v":"-"},{"$f":"IF(ElectricProvider<>\"\",ElectricProvider,\"\")","v":""},{"$f":"IF(GasProvider<>\"\",GasProvider,\"\")","v":""},{"$f":"IF(ElectricAccName<>\"\",ElectricAccName,\"\")","v":""},{"$f":"IF(GasAccName<>\"\",GasAccName,\"\")","v":""},{"$f":"IF(ElectricAddress<>\"\",ElectricAddress,\"\")","v":""},{"$f":"IF(GasAddress<>\"\",GasAddress,\"\")","v":""},{"$f":"$C$4","v":"No"},{"$f":"IF(AuditType<>\"\",IF(AND(AuditType=\"Others\",'Customer Info'!$C$13<>\"\"),_xlfn.CONCAT(AuditType,\" - \",'Customer Info'!$C$13),AuditType),\"\")","v":"N/A"},{"$f":"IF(ReferenceNumber<>\"\",ReferenceNumber,\"\")","v":""},{"$f":"IF(AuditReportDate<>\"\",AuditReportDate,1)","v":"1900-01-01"},{"$f":"IF(TechnicalAssistanceProvider<>\"\",TechnicalAssistanceProvider,\"\")","v":"N/A"},{"$f":"IF(NYSERDAFlexTech<>\"\",NYSERDAFlexTech,\"\")","v":""},{"$f":"IF(MPPtoAMEEP?<>\"\",MPPtoAMEEP?,\"\")","v":"No"},{"$f":"IF(AMEEPPilot<>\"\",AMEEPPilot,\"\")","v":"N/A"},{"$f":"IF(AffordableExpireDate<>\"\",AffordableExpireDate,\"\")","v":""},{"$f":"IF(BoilerHeaterSystem<>\"\",BoilerHeaterSystem,\"\")","v":""},{"$f":"IF(OiltoGas?<>\"\",OiltoGas?,\"\")","v":""},{"$f":"IF(TentativeInstDate<>\"\",TentativeInstDate,\"\")","v":""},{"$f":"IF(TentativeFinalCompleDate<>\"\",TentativeFinalCompleDate,\"\")","v":""},{"$f":"IF(TentativeMidProjCompleDate<>\"\",TentativeMidProjCompleDate,\"\")","v":""},{"$f":"IF(MFCompNo<>\"\",MFCompNo,\"\")","v":""},{"$f":"IF(AssignedEngineer<>\"\",AssignedEngineer,\"\")","v":""},{"$f":"IF(IRStartDate<>\"\",IRStartDate,\"\")","v":""},{"$f":"IF(WDRStartDate<>\"\",WDRStartDate,\"\")","v":""},{"$f":"IF(UDR<>\"\",UDR,\"\")","v":""},{"$f":"IF(UDRDate<>\"\",UDRDate,\"\")","v":""},{"$f":"IF(MeasurementVerification<>\"\",MeasurementVerification,\"\")","v":"No"},{"$f":"IF(CalculationsSubmitted<>\"\",CalculationsSubmitted,\"\")","v":""},{"$f":"IF(OtherEEP<>\"\",OtherEEP,\"\")","v":""},{"$f":"IF(Notes<>\"\",Notes,\"\")","v":""}]
[]
[]
[null,"WorkOrderComprehensiveContact"]
["Map?","Comprehensive WONO","BldgOwner_CompanyName","BldgOwner_ContactName","BldgOwner_ContactPhone","BldgOwner_ContactEmail","PropertyMngt_CompanyName","PropertyMngt_ContactName","PropertyMngt_ContactPhone","PropertyMngt_ContactEmail","PC_CompanyName","PC_ContactName","PC_ContactPhone","PC_ContactEmail","Superintendent_CompanyName","Superintendent_ContactName","Superintendent_ContactPhone","Superintendent_ContactEmail","Consultant_CompanyName","Consultant_ContactName","Consultant_ContactPhone","Consultant_ContactEmail","DecisionMaker_CompanyName","DecisionMaker_ContactName","DecisionMaker_ContactPhone","DecisionMaker_ContactEmail","Other_CompanyName","Other_ContactName","Other_ContactPhone","Other_ContactEmail"]
[{"$f":"$C$3","v":"No"},{"$f":"BuildingID&\"-\"&WOSelection&\"-CMP\"","v":"--CMP"},{"$f":"IF(BldgOwner_CompanyName<>\"\",BldgOwner_CompanyName,\"\")","v":""},{"$f":"IF(BldgOwner_ContactName<>\"\",BldgOwner_ContactName,\"\")","v":""},{"$f":"IF(BldgOwner_ContactPhone<>\"\",BldgOwner_ContactPhone,\"\")","v":""},{"$f":"IF(BldgOwner_ContactEmail<>\"\",BldgOwner_ContactEmail,\"\")","v":""},{"$f":"IF(PropertyMngt_CompanyName<>\"\",PropertyMngt_CompanyName,\"\")","v":""},{"$f":"IF(PropertyMngt_ContactName<>\"\",PropertyMngt_ContactName,\"\")","v":""},{"$f":"IF(PropertyMngt_ContactPhone<>\"\",PropertyMngt_ContactPhone,\"\")","v":""},{"$f":"IF(PropertyMngt_ContactEmail<>\"\",PropertyMngt_ContactEmail,\"\")","v":""},{"$f":"IF(PC_CompanyName<>\"\",PC_CompanyName,\"\")","v":""},{"$f":"IF(PC_ContactName<>\"\",PC_ContactName,\"\")","v":""},{"$f":"IF(PC_ContactPhone<>\"\",PC_ContactPhone,\"\")","v":""},{"$f":"IF(PC_ContactEmail<>\"\",PC_ContactEmail,\"\")","v":""},{"$f":"IF(Superintendent_CompanyName<>\"\",Superintendent_CompanyName,\"\")","v":""},{"$f":"IF(Superintendent_ContactName<>\"\",Superintendent_ContactName,\"\")","v":""},{"$f":"IF(Superintendent_ContactPhone<>\"\",Superintendent_ContactPhone,\"\")","v":""},{"$f":"IF(Superintendent_ContactEmail<>\"\",Superintendent_ContactEmail,\"\")","v":""},{"$f":"IF(Consultant_CompanyName<>\"\",Consultant_CompanyName,\"\")","v":""},{"$f":"IF(Consultant_ContactName<>\"\",Consultant_ContactName,\"\")","v":""},{"$f":"IF(Consultant_ContactPhone<>\"\",Consultant_ContactPhone,\"\")","v":""},{"$f":"IF(Consultant_ContactEmail<>\"\",Consultant_ContactEmail,\"\")","v":""},{"$f":"IF(DecisionMaker_CompanyName<>\"\",DecisionMaker_CompanyName,\"\")","v":""},{"$f":"IF(DecisionMaker_ContactName<>\"\",DecisionMaker_ContactName,\"\")","v":""},{"$f":"IF(DecisionMaker_ContactPhone<>\"\",DecisionMaker_ContactPhone,\"\")","v":""},{"$f":"IF(DecisionMaker_ContactEmail<>\"\",DecisionMaker_ContactEmail,\"\")","v":""},{"$f":"IF(Other_CompanyName<>\"\",Other_CompanyName,\"\")","v":""},{"$f":"IF(Other_ContactName<>\"\",Other_ContactName,\"\")","v":""},{"$f":"IF(Other_ContactPhone<>\"\",Other_ContactPhone,\"\")","v":""},{"$f":"IF(Other_ContactEmail<>\"\",Other_ContactEmail,\"\")","v":""}]
[]
[]
[null,"WorkOrderComprehensiveSummary"]
["Map?","Comprehensive WONO","BuildingUnits","MeasuresImplemented_Prj","PointsEarned_Prj","ElectrickWh_Prj","GasTherms_Prj","ElectricMMBtu_Prj","GasMMBtu_Prj","TotalMMBtu_Prj","PercentageElectricUsage_Prj","PercentageGasUsage_Prj","MaterialCost_Prj","LaborCost_Prj","TotalCost_Prj","ElectricIncentive_Prj","GasIncentive_Prj","TotalIncentive_Prj","MeasuresImplemented_Mid","PointsEarned_Mid","ElectrickWh_Mid","GasTherms_Mid","ElectricMMBtu_Mid","GasMMBtu_Mid","TotalMMBtu_Mid","PercentageElectricUsage_Mid","PercentageGasUsage_Mid","MaterialCost_Mid","LaborCost_Mid","TotalCost_Mid","ElectricIncentive_Mid","GasIncentive_Mid","TotalIncentive_Mid"]
[{"$f":"$C$3","v":"No"},{"$f":"BuildingID&\"-\"&WOSelection&\"-CMP\"","v":"--CMP"},{"$f":"IF(SUM(BuildingUnits)>0,BuildingUnits,0)","v":0},{"$f":"IF(SUM(MeasuresImplemented_Prj)>0,MeasuresImplemented_Prj,0)","v":0},{"$f":"IF(SUM(PointsEarned_Prj)>0,PointsEarned_Prj,0)","v":0},{"$f":"IF(SUM(ElectrickWh_Prj)>0,ElectrickWh_Prj,0)","v":0},{"$f":"IF(SUM(GasTherms_Prj)>0,GasTherms_Prj,0)","v":0},{"$f":"IF(SUM(ElectricMMBtu_Prj)>0,ElectricMMBtu_Prj,0)","v":0},{"$f":"IF(SUM(GasMMBtu_Prj)>0,GasMMBtu_Prj,0)","v":0},{"$f":"IF(SUM(TotalMMBtu_Prj)>0,TotalMMBtu_Prj,0)","v":0},{"$f":"IF(SUM(PercentageElectricUsage_Prj)>0,PercentageElectricUsage_Prj,0)","v":0},{"$f":"IF(SUM(PercentageGasUsage_Prj)>0,PercentageGasUsage_Prj,0)","v":0},{"$f":"IF(SUM(MaterialCost_Prj)>0,MaterialCost_Prj,0)","v":0},{"$f":"IF(SUM(LaborCost_Prj)>0,LaborCost_Prj,0)","v":0},{"$f":"IF(SUM(TotalCost_Prj)>0,TotalCost_Prj,0)","v":0},{"$f":"IF(SUM(ElectricIncentive_Prj)>0,ElectricIncentive_Prj,0)","v":0},{"$f":"IF(SUM(GasIncentive_Prj)>0,GasIncentive_Prj,0)","v":0},{"$f":"IF(SUM(TotalIncentive_Prj)>0,TotalIncentive_Prj,0)","v":0},{"$f":"IF($C$4=\"Yes\",IF(SUM(MeasuresImplemented_Mid)>0,MeasuresImplemented_Mid,0),\"\")","v":""},{"$f":"IF($C$4=\"Yes\",IF(SUM(PointsEarned_Mid)>0,PointsEarned_Mid,0),\"\")","v":""},{"$f":"IF($C$4=\"Yes\",IF(SUM(ElectrickWh_Mid)>0,ElectrickWh_Mid,0),\"\")","v":""},{"$f":"IF($C$4=\"Yes\",IF(SUM(GasTherms_Mid)>0,GasTherms_Mid,0),\"\")","v":""},{"$f":"IF($C$4=\"Yes\",IF(SUM(ElectricMMBtu_Mid)>0,ElectricMMBtu_Mid,0),\"\")","v":""},{"$f":"IF($C$4=\"Yes\",IF(SUM(GasMMBtu_Mid)>0,GasMMBtu_Mid,0),\"\")","v":""},{"$f":"IF($C$4=\"Yes\",IF(SUM(TotalMMBtu_Mid)>0,TotalMMBtu_Mid,0),\"\")","v":""},{"$f":"IF($C$4=\"Yes\",IF(SUM(PercentageElectricUsage_Mid)>0,PercentageElectricUsage_Mid,0),\"\")","v":""},{"$f":"IF($C$4=\"Yes\",IF(SUM(PercentageGasUsage_Mid)>0,PercentageGasUsage_Mid,0),\"\")","v":""},{"$f":"IF($C$4=\"Yes\",IF(SUM(MaterialCost_Mid)>0,MaterialCost_Mid,0),\"\")","v":""},{"$f":"IF($C$4=\"Yes\",IF(SUM(LaborCost_Mid)>0,LaborCost_Mid,0),\"\")","v":""},{"$f":"IF($C$4=\"Yes\",IF(SUM(TotalCost_Mid)>0,TotalCost_Mid,0),\"\")","v":""},{"$f":"IF($C$4=\"Yes\",IF(SUM(ElectricIncentive_Mid)>0,ElectricIncentive_Mid,0),\"\")","v":""},{"$f":"IF($C$4=\"Yes\",IF(SUM(GasIncentive_Mid)>0,GasIncentive_Mid,0),\"\")","v":""},{"$f":"IF($C$4=\"Yes\",IF(SUM(TotalIncentive_Mid)>0,TotalIncentive_Mid,0),\"\")","v":""}]

{"sheet":"SMART Data Entry Measure","index":6,"n_rows":180,"n_cols":93,"rows_kept":180,"cut":false,"hidden":true,"merged":[[0,1,0,41],[0,52,0,92],[97,1,97,41],[97,52,97,92]]}
[null,"Final Payment Measures - Electric",null,null,null,null,null,null,null,null,null,null,null,null,null,null,null,null,null,null,null,null,null,null,null,null,null,null,null,null,null,null,null,null,null,null,null,null,null,null,null,null,null,null,null,null,null,null,null,null,null,null,"Final Payment Measures - Gas"]
["Map?",null,null,null,"A","AL","H","I","J","M","N","O","P","Q","W","X","Y","Z","AA","AB","AC","AD","AE","AF","AG","AH","AI","AJ","AO","AP","AQ","AR","AS","AT",null,2,3,4,5,6,7,"AK",null,null,null,null,null,null,null,null,null,"Map?",null,null,null,"A","AL","H","I","J","M","N","O","P","Q","W","X","Y","Z","AA","AB","AC","AD","AE","AF","AG","AH","AI","AJ","AO","AP","AQ","AR","AS","AT",null,2,3,4,5,6,7,"AK"]
[{"$f":"'SMART Data Entry WO'!$C$3","v":"No"},"Row#","WONO","Comprehensive WONO","Measure","Measure Name","Identified measures in the Energy Audit (Yes/No)","Identify measures which are part of Project Scope (Yes/No)","Identify measures for Mid-Project Scope \n(Yes/No)","Quantity to be Installed","Building Installation Minimum","Previous Installation Maximum","Points Earned","Points Earned \n(Mid Project)","Material Cost \n($)","Labor Cost\n($)","Total Cost\n($)","Electric Demand Savings (kW)","Electric Savings (kWh)","Electric Savings (MMBtu)","Gas Demand Savings (Dth/day)","Gas Savings (Therms)","Gas Savings (MMBtu)","Total MMBtu Savings","Measure EUL","LMMBtu","Estimated Installation Start Date","Estimated Installation Completion Date","Electric Incentive","Gas Incentive","Total Incentive","Electric Incentive - Statistics","Gas Incentive - Statistics","Total Incentive - Statistics","Measure # in Tool","Measure Category","Measure Classification","Existing Conditions","Proposed Measure Description","Important Assumptions","Measure Location","Calculation Submitted",null,null,null,null,null,null,null,null,null,{"$f":"'SMART Data Entry WO'!$C$3","v":"No"},"Row#","WONO","Comprehensive WONO","Measure","Measure Name","Identified measures in the Energy Audit (Yes/No)","Identify measures which are part of Project Scope (Yes/No)","Identify measures for Mid-Project Scope \n(Yes/No)","Quantity to be Installed","Building Installation Minimum","Previous Installation Maximum","Points Earned","Points Earned \n(Mid Project)","Material Cost \n($)","Labor Cost\n($)","Total Cost\n($)","Electric Demand Savings (kW)","Electric Savings (kWh)","Electric Savings (MMBtu)","Gas Demand Savings (Dth/day)","Gas Savings (Therms)","Gas Savings (MMBtu)","Total MMBtu Savings","Measure EUL","LMMBtu","Estimated Installation Start Date","Estimated Installation Completion Date","Electric Incentive","Gas Incentive","Total Incentive","Electric Incentive - Statistics","Gas Incentive - Statistics","Total Incentive - Statistics","Measure # in Tool","Measure Category","Measure Classification","Existing Conditions","Proposed Measure Description","Important Assumptions","Measure Location","Calculation Submitted"]
[null,{"$f":"IFERROR(_xlfn._xlws.FILTER(ROW(Measures!A$15:A$83),(Measures!$I$15:$I$83=\"Yes\")*(Measures!$J$15:$J$83=\"No\")*(Measures!$AM$15:$AM$83=\"Yes\")),\"\")","v":""},{"$f":"IF($B4<>\"\",BuildingID&\"-\"&WOSelection&\"-FIN\",\"\")","v":""},{"$f":"IF($B4<>\"\",BuildingID&\"-\"&WOSelection&\"-CMP\",\"\")","v":""},{"$f":"IF($B4<>\"\",IF(INDIRECT(\"Measures!\"&E$2&$B4)<>\"\",INDIRECT(\"Measures!\"&E$2&$B4),\"\"),\"\")","v":""},{"$f":"IF($B4<>\"\",IF(INDIRECT(\"Measures!\"&F$2&$B4)<>\"\",INDIRECT(\"Measures!\"&F$2&$B4),\"\"),\"\")","v":""},{"$f":"IF($B4<>\"\",IF(INDIRECT(\"Measures!\"&G$2&$B4)<>\"\",INDIRECT(\"Measures!\"&G$2&$B4),\"\"),\"\")","v":""},{"$f":"IF($B4<>\"\",IF(INDIRECT(\"Measures!\"&H$2&$B4)<>\"\",INDIRECT(\"Measures!\"&H$2&$B4),\"\"),\"\")","v":""},{"$f":"IF($B4<>\"\",IF(INDIRECT(\"Measures!\"&I$2&$B4)<>\"\",INDIRECT(\"Measures!\"&I$2&$B4),\"\"),\"\")","v":""},{"$f":"IF($B4<>\"\",IF(INDIRECT(\"Measures!\"&J$2&$B4)<>\"\",INDIRECT(\"Measures!\"&J$2&$B4),\"\"),\"\")","v":""},{"$f":"IF($B4<>\"\",IF(INDIRECT(\"Measures!\"&K$2&$B4)<>\"\",INDIRECT(\"Measures!\"&K$2&$B4),\"\"),\"\")","v":""},{"$f":"IF($B4<>\"\",IF(INDIRECT(\"Measures!\"&L$2&$B4)<>\"\",INDIRECT(\"Measures!\"&L$2&$B4),\"\"),\"\")","v":""},{"$f":"IF($B4<>\"\",IF(INDIRECT(\"Measures!\"&M$2&$B4)<>\"\",INDIRECT(\"Measures!\"&M$2&$B4),\"\"),\"\")","v":""},{"$f":"IF($B4<>\"\",IF(INDIRECT(\"Measures!\"&N$2&$B4)<>\"\",INDIRECT(\"Measures!\"&N$2&$B4),\"\"),\"\")","v":""},{"$f":"IF($B4<>\"\",IF(INDIRECT(\"Measures!\"&O$2&$B4)<>\"\",INDIRECT(\"Measures!\"&O$2&$B4),\"\"),\"\")","v":""},{"$f":"IF($B4<>\"\",IF(INDIRECT(\"Measures!\"&P$2&$B4)<>\"\",INDIRECT(\"Measures!\"&P$2&$B4),\"\"),\"\")","v":""},{"$f":"IF($B4<>\"\",IF(INDIRECT(\"Measures!\"&Q$2&$B4)<>\"\",INDIRECT(\"Measures!\"&Q$2&$B4),\"\"),\"\")","v":""},{"$f":"IF($B4<>\"\",IF(INDIRECT(\"Measures!\"&R$2&$B4)<>\"\",INDIRECT(\"Measures!\"&R$2&$B4),\"\"),\"\")","v":""},{"$f":"IF($B4<>\"\",IF(INDIRECT(\"Measures!\"&S$2&$B4)<>\"\",INDIRECT(\"Measures!\"&S$2&$B4),\"\"),\"\")","v":""},{"$f":"IF($B4<>\"\",IF(INDIRECT(\"Measures!\"&T$2&$B4)<>\"\",INDIRECT(\"Measures!\"&T$2&$B4),\"\"),\"\")","v":""},{"$f":"IF($B4<>\"\",IF(INDIRECT(\"Measures!\"&U$2&$B4)<>\"\",INDIRECT(\"Measures!\"&U$2&$B4),\"\"),\"\")","v":""},{"$f":"IF($B4<>\"\",IF(INDIRECT(\"Measures!\"&V$2&$B4)<>\"\",INDIRECT(\"Measures!\"&V$2&$B4),\"\"),\"\")","v":""},{"$f":"IF($B4<>\"\",IF(INDIRECT(\"Measures!\"&W$2&$B4)<>\"\",INDIRECT(\"Measures!\"&W$2&$B4),\"\"),\"\")","v":""},{"$f":"IF($B4<>\"\",IF(INDIRECT(\"Measures!\"&X$2&$B4)<>\"\",INDIRECT(\"Measures!\"&X$2&$B4),\"\"),\"\")","v":""},{"$f":"IF($B4<>\"\",IF(INDIRECT(\"Measures!\"&Y$2&$B4)<>\"\",INDIRECT(\"Measures!\"&Y$2&$B4),\"\"),\"\")","v":""},{"$f":"IF($B4<>\"\",IF(INDIRECT(\"Measures!\"&Z$2&$B4)<>\"\",INDIRECT(\"Measures!\"&Z$2&$B4),\"\"),\"\")","v":""},{"$f":"IF($B4<>\"\",IF(INDIRECT(\"Measures!\"&AA$2&$B4)<>\"\",INDIRECT(\"Measures!\"&AA$2&$B4),\"\"),\"\")","v":""},{"$f":"IF($B4<>\"\",IF(INDIRECT(\"Measures!\"&AB$2&$B4)<>\"\",INDIRECT(\"Measures!\"&AB$2&$B4),\"\"),\"\")","v":""},{"$f":"IF($B4<>\"\",IF(INDIRECT(\"Measures!\"&AC$2&$B4)<>\"\",INDIRECT(\"Measures!\"&AC$2&$B4),\"\"),\"\")","v":""},{"$f":"IF($B4<>\"\",IF(INDIRECT(\"Measures!\"&AD$2&$B4)<>\"\",INDIRECT(\"Measures!\"&AD$2&$B4),\"\"),\"\")","v":""},{"$f":"IF($B4<>\"\",IF(INDIRECT(\"Measures!\"&AE$2&$B4)<>\"\",INDIRECT(\"Measures!\"&AE$2&$B4),\"\"),\"\")","v":""},{"$f":"IF($B4<>\"\",IF(INDIRECT(\"Measures!\"&AF$2&$B4)<>\"\",INDIRECT(\"Measures!\"&AF$2&$B4),\"\"),\"\")","v":""},{"$f":"IF($B4<>\"\",IF(INDIRECT(\"Measures!\"&AG$2&$B4)<>\"\",INDIRECT(\"Measures!\"&AG$2&$B4),\"\"),\"\")","v":""},{"$f":"IF($B4<>\"\",IF(INDIRECT(\"Measures!\"&AH$2&$B4)<>\"\",INDIRECT(\"Measures!\"&AH$2&$B4),\"\"),\"\")","v":""},{"$f":"INDEX('Measure Descriptions'!$A$10:$A$46,MATCH(Map_Elec_Fin[[#This Row],[Measure]],'Measure Descriptions'!$B$10:$B$46,0))","v":""},{"$f":"IF($B4<>\"\",IF(VLOOKUP(Map_Elec_Fin[[#This Row],[Measure]],'Measure Descriptions'!$B$10:$H$46,AJ$2,FALSE)<>\"\",VLOOKUP(Map_Elec_Fin[[#This Row],[Measure]],'Measure Descriptions'!$B$10:$H$46,AJ$2,FALSE),\"\"),\"\")","v":""},{"$f":"IF($B4<>\"\",IF(VLOOKUP(Map_Elec_Fin[[#This Row],[Measure]],'Measure Descriptions'!$B$10:$H$46,AK$2,FALSE)<>\"\",VLOOKUP(Map_Elec_Fin[[#This Row],[Measure]],'Measure Descriptions'!$B$10:$H$46,AK$2,FALSE),\"\"),\"\")","v":""},{"$f":"IF($B4<>\"\",IF(VLOOKUP(Map_Elec_Fin[[#This Row],[Measure]],'Measure Descriptions'!$B$10:$H$46,AL$2,FALSE)<>\"\",VLOOKUP(Map_Elec_Fin[[#This Row],[Measure]],'Measure Descriptions'!$B$10:$H$46,AL$2,FALSE),\"\"),\"\")","v":""},{"$f":"IF($B4<>\"\",IF(VLOOKUP(Map_Elec_Fin[[#This Row],[Measure]],'Measure Descriptions'!$B$10:$H$46,AM$2,FALSE)<>\"\",VLOOKUP(Map_Elec_Fin[[#This Row],[Measure]],'Measure Descriptions'!$B$10:$H$46,AM$2,FALSE),\"\"),\"\")","v":""},{"$f":"IF($B4<>\"\",IF(VLOOKUP(Map_Elec_Fin[[#This Row],[Measure]],'Measure Descriptions'!$B$10:$H$46,AN$2,FALSE)<>\"\",VLOOKUP(Map_Elec_Fin[[#This Row],[Measure]],'Measure Descriptions'!$B$10:$H$46,AN$2,FALSE),\"\"),\"\")","v":""},{"$f":"IF($B4<>\"\",IF(VLOOKUP(Map_Elec_Fin[[#This Row],[Measure]],'Measure Descriptions'!$B$10:$H$46,AO$2,FALSE)<>\"\",VLOOKUP(Map_Elec_Fin[[#This Row],[Measure]],'Measure Descriptions'!$B$10:$H$46,AO$2,FALSE),\"\"),\"\")","v":""},{"$f":"IF($B4<>\"\",IF(INDIRECT(\"Measures!\"&AP$2&$B4)<>\"\",INDIRECT(\"Measures!\"&AP$2&$B4),\"\"),\"\")","v":""},null,null,null,null,null,null,null,null,null,null,{"$f":"IFERROR(_xlfn._xlws.FILTER(ROW(Measures!A$15:A$83),(Measures!$I$15:$I$83=\"Yes\")*(Measures!$J$15:$J$83=\"No\")*(Measures!$AN$15:$AN$83=\"Yes\")),\"\")","v":""},{"$f":"IF($BA4<>\"\",BuildingID&\"-\"&WOSelection&\"-FIN\",\"\")","v":""},{"$f":"IF($BA4<>\"\",BuildingID&\"-\"&WOSelection&\"-CMP\",\"\")","v":""},{"$f":"IF($BA4<>\"\",IF(INDIRECT(\"Measures!\"&BD$2&$BA4)<>\"\",INDIRECT(\"Measures!\"&BD$2&$BA4),\"\"),\"\")","v":""},{"$f":"IF($BA4<>\"\",IF(INDIRECT(\"Measures!\"&BE$2&$BA4)<>\"\",INDIRECT(\"Measures!\"&BE$2&$BA4),\"\"),\"\")","v":""},{"$f":"IF($BA4<>\"\",IF(INDIRECT(\"Measures!\"&BF$2&$BA4)<>\"\",INDIRECT(\"Measures!\"&BF$2&$BA4),\"\"),\"\")","v":""},{"$f":"IF($BA4<>\"\",IF(INDIRECT(\"Measures!\"&BG$2&$BA4)<>\"\",INDIRECT(\"Measures!\"&BG$2&$BA4),\"\"),\"\")","v":""},{"$f":"IF($BA4<>\"\",IF(INDIRECT(\"Measures!\"&BH$2&$BA4)<>\"\",INDIRECT(\"Measures!\"&BH$2&$BA4),\"\"),\"\")","v":""},{"$f":"IF($BA4<>\"\",IF(INDIRECT(\"Measures!\"&BI$2&$BA4)<>\"\",INDIRECT(\"Measures!\"&BI$2&$BA4),\"\"),\"\")","v":""},{"$f":"IF($BA4<>\"\",IF(INDIRECT(\"Measures!\"&BJ$2&$BA4)<>\"\",INDIRECT(\"Measures!\"&BJ$2&$BA4),\"\"),\"\")","v":""},{"$f":"IF($BA4<>\"\",IF(INDIRECT(\"Measures!\"&BK$2&$BA4)<>\"\",INDIRECT(\"Measures!\"&BK$2&$BA4),\"\"),\"\")","v":""},{"$f":"IF($BA4<>\"\",IF(INDIRECT(\"Measures!\"&BL$2&$BA4)<>\"\",INDIRECT(\"Measures!\"&BL$2&$BA4),\"\"),\"\")","v":""},{"$f":"IF($BA4<>\"\",IF(INDIRECT(\"Measures!\"&BM$2&$BA4)<>\"\",INDIRECT(\"Measures!\"&BM$2&$BA4),\"\"),\"\")","v":""},{"$f":"IF($BA4<>\"\",IF(INDIRECT(\"Measures!\"&BN$2&$BA4)<>\"\",INDIRECT(\"Measures!\"&BN$2&$BA4),\"\"),\"\")","v":""},{"$f":"IF($BA4<>\"\",IF(INDIRECT(\"Measures!\"&BO$2&$BA4)<>\"\",INDIRECT(\"Measures!\"&BO$2&$BA4),\"\"),\"\")","v":""},{"$f":"IF($BA4<>\"\",IF(INDIRECT(\"Measures!\"&BP$2&$BA4)<>\"\",INDIRECT(\"Measures!\"&BP$2&$BA4),\"\"),\"\")","v":""},{"$f":"IF($BA4<>\"\",IF(INDIRECT(\"Measures!\"&BQ$2&$BA4)<>\"\",INDIRECT(\"Measures!\"&BQ$2&$BA4),\"\"),\"\")","v":""},{"$f":"IF($BA4<>\"\",IF(INDIRECT(\"Measures!\"&BR$2&$BA4)<>\"\",INDIRECT(\"Measures!\"&BR$2&$BA4),\"\"),\"\")","v":""},{"$f":"IF($BA4<>\"\",IF(INDIRECT(\"Measures!\"&BS$2&$BA4)<>\"\",INDIRECT(\"Measures!\"&BS$2&$BA4),\"\"),\"\")","v":""},{"$f":"IF($BA4<>\"\",IF(INDIRECT(\"Measures!\"&BT$2&$BA4)<>\"\",INDIRECT(\"Measures!\"&BT$2&$BA4),\"\"),\"\")","v":""},{"$f":"IF($BA4<>\"\",IF(INDIRECT(\"Measures!\"&BU$2&$BA4)<>\"\",INDIRECT(\"Measures!\"&BU$2&$BA4),\"\"),\"\")","v":""},{"$f":"IF($BA4<>\"\",IF(INDIRECT(\"Measures!\"&BV$2&$BA4)<>\"\",INDIRECT(\"Measures!\"&BV$2&$BA4),\"\"),\"\")","v":""},{"$f":"IF($BA4<>\"\",IF(INDIRECT(\"Measures!\"&BW$2&$BA4)<>\"\",INDIRECT(\"Measures!\"&BW$2&$BA4),\"\"),\"\")","v":""},{"$f":"IF($BA4<>\"\",IF(INDIRECT(\"Measures!\"&BX$2&$BA4)<>\"\",INDIRECT(\"Measures!\"&BX$2&$BA4),\"\"),\"\")","v":""},{"$f":"IF($BA4<>\"\",IF(INDIRECT(\"Measures!\"&BY$2&$BA4)<>\"\",INDIRECT(\"Measures!\"&BY$2&$BA4),\"\"),\"\")","v":""},{"$f":"IF($BA4<>\"\",IF(INDIRECT(\"Measures!\"&BZ$2&$BA4)<>\"\",INDIRECT(\"Measures!\"&BZ$2&$BA4),\"\"),\"\")","v":""},{"$f":"IF($BA4<>\"\",IF(INDIRECT(\"Measures!\"&CA$2&$BA4)<>\"\",INDIRECT(\"Measures!\"&CA$2&$BA4),\"\"),\"\")","v":""},{"$f":"IF($BA4<>\"\",IF(INDIRECT(\"Measures!\"&CB$2&$BA4)<>\"\",INDIRECT(\"Measures!\"&CB$2&$BA4),\"\"),\"\")","v":""},{"$f":"IF($BA4<>\"\",IF(INDIRECT(\"Measures!\"&CC$2&$BA4)<>\"\",INDIRECT(\"Measures!\"&CC$2&$BA4),\"\"),\"\")","v":""},{"$f":"IF($BA4<>\"\",IF(INDIRECT(\"Measures!\"&CD$2&$BA4)<>\"\",INDIRECT(\"Measures!\"&CD$2&$BA4),\"\"),\"\")","v":""},{"$f":"IF($BA4<>\"\",IF(INDIRECT(\"Measures!\"&CE$2&$BA4)<>\"\",INDIRECT(\"Measures!\"&CE$2&$BA4),\"\"),\"\")","v":""},{"$f":"IF($BA4<>\"\",IF(INDIRECT(\"Measures!\"&CF$2&$BA4)<>\"\",INDIRECT(\"Measures!\"&CF$2&$BA4),\"\"),\"\")","v":""},{"$f":"IF($BA4<>\"\",IF(INDIRECT(\"Measures!\"&CG$2&$BA4)<>\"\",INDIRECT(\"Measures!\"&CG$2&$BA4),\"\"),\"\")","v":""},{"$f":"INDEX('Measure Descriptions'!$A$10:$A$46,MATCH(Map_Gas_Fin[[#This Row],[Measure]],'Measure Descriptions'!$B$10:$B$46,0))","v":""},{"$f":"IF($BA4<>\"\",IF(VLOOKUP(Map_Gas_Fin[[#This Row],[Measure]],'Measure Descriptions'!$B$10:$H$46,CI$2,FALSE)<>\"\",VLOOKUP(Map_Gas_Fin[[#This Row],[Measure]],'Measure Descriptions'!$B$10:$H$46,CI$2,FALSE),\"\"),\"\")","v":""},{"$f":"IF($BA4<>\"\",IF(VLOOKUP(Map_Gas_Fin[[#This Row],[Measure]],'Measure Descriptions'!$B$10:$H$46,CJ$2,FALSE)<>\"\",VLOOKUP(Map_Gas_Fin[[#This Row],[Measure]],'Measure Descriptions'!$B$10:$H$46,CJ$2,FALSE),\"\"),\"\")","v":""},{"$f":"IF($BA4<>\"\",IF(VLOOKUP(Map_Gas_Fin[[#This Row],[Measure]],'Measure Descriptions'!$B$10:$H$46,CK$2,FALSE)<>\"\",VLOOKUP(Map_Gas_Fin[[#This Row],[Measure]],'Measure Descriptions'!$B$10:$H$46,CK$2,FALSE),\"\"),\"\")","v":""},{"$f":"IF($BA4<>\"\",IF(VLOOKUP(Map_Gas_Fin[[#This Row],[Measure]],'Measure Descriptions'!$B$10:$H$46,CL$2,FALSE)<>\"\",VLOOKUP(Map_Gas_Fin[[#This Row],[Measure]],'Measure Descriptions'!$B$10:$H$46,CL$2,FALSE),\"\"),\"\")","v":""},{"$f":"IF($BA4<>\"\",IF(VLOOKUP(Map_Gas_Fin[[#This Row],[Measure]],'Measure Descriptions'!$B$10:$H$46,CM$2,FALSE)<>\"\",VLOOKUP(Map_Gas_Fin[[#This Row],[Measure]],'Measure Descriptions'!$B$10:$H$46,CM$2,FALSE),\"\"),\"\")","v":""},{"$f":"IF($BA4<>\"\",IF(VLOOKUP(Map_Gas_Fin[[#This Row],[Measure]],'Measure Descriptions'!$B$10:$H$46,CN$2,FALSE)<>\"\",VLOOKUP(Map_Gas_Fin[[#This Row],[Measure]],'Measure Descriptions'!$B$10:$H$46,CN$2,FALSE),\"\"),\"\")","v":""},{"$f":"IF($BA4<>\"\",IF(INDIRECT(\"Measures!\"&CO$2&$BA4)<>\"\",INDIRECT(\"Measures!\"&CO$2&$BA4),\"\"),\"\")","v":""}]
[null,null,"","",{"$f":"IF($B5<>\"\",IF(INDIRECT(\"Measures!\"&E$2&$B5)<>\"\",INDIRECT(\"Measures!\"&E$2&$B5),\"\"),\"\")","v":""},{"$f":"IF($B5<>\"\",IF(INDIRECT(\"Measures!\"&F$2&$B5)<>\"\",INDIRECT(\"Measures!\"&F$2&$B5),\"\"),\"\")","v":""},{"$f":"IF($B5<>\"\",IF(INDIRECT(\"Measures!\"&G$2&$B5)<>\"\",INDIRECT(\"Measures!\"&G$2&$B5),\"\"),\"\")","v":""},{"$f":"IF($B5<>\"\",IF(INDIRECT(\"Measures!\"&H$2&$B5)<>\"\",INDIRECT(\"Measures!\"&H$2&$B5),\"\"),\"\")","v":""},{"$f":"IF($B5<>\"\",IF(INDIRECT(\"Measures!\"&I$2&$B5)<>\"\",INDIRECT(\"Measures!\"&I$2&$B5),\"\"),\"\")","v":""},{"$f":"IF($B5<>\"\",IF(INDIRECT(\"Measures!\"&J$2&$B5)<>\"\",INDIRECT(\"Measures!\"&J$2&$B5),\"\"),\"\")","v":""},{"$f":"IF($B5<>\"\",IF(INDIRECT(\"Measures!\"&K$2&$B5)<>\"\",INDIRECT(\"Measures!\"&K$2&$B5),\"\"),\"\")","v":""},{"$f":"IF($B5<>\"\",IF(INDIRECT(\"Measures!\"&L$2&$B5)<>\"\",INDIRECT(\"Measures!\"&L$2&$B5),\"\"),\"\")","v":""},{"$f":"IF($B5<>\"\",IF(INDIRECT(\"Measures!\"&M$2&$B5)<>\"\",INDIRECT(\"Measures!\"&M$2&$B5),\"\"),\"\")","v":""},{"$f":"IF($B5<>\"\",IF(INDIRECT(\"Measures!\"&N$2&$B5)<>\"\",INDIRECT(\"Measures!\"&N$2&$B5),\"\"),\"\")","v":""},{"$f":"IF($B5<>\"\",IF(INDIRECT(\"Measures!\"&O$2&$B5)<>\"\",INDIRECT(\"Measures!\"&O$2&$B5),\"\"),\"\")","v":""},{"$f":"IF($B5<>\"\",IF(INDIRECT(\"Measures!\"&P$2&$B5)<>\"\",INDIRECT(\"Measures!\"&P$2&$B5),\"\"),\"\")","v":""},{"$f":"IF($B5<>\"\",IF(INDIRECT(\"Measures!\"&Q$2&$B5)<>\"\",INDIRECT(\"Measures!\"&Q$2&$B5),\"\"),\"\")","v":""},{"$f":"IF($B5<>\"\",IF(INDIRECT(\"Measures!\"&R$2&$B5)<>\"\",INDIRECT(\"Measures!\"&R$2&$B5),\"\"),\"\")","v":""},{"$f":"IF($B5<>\"\",IF(INDIRECT(\"Measures!\"&S$2&$B5)<>\"\",INDIRECT(\"Measures!\"&S$2&$B5),\"\"),\"\")","v":""},{"$f":"IF($B5<>\"\",IF(INDIRECT(\"Measures!\"&T$2&$B5)<>\"\",INDIRECT(\"Measures!\"&T$2&$B5),\"\"),\"\")","v":""},{"$f":"IF($B5<>\"\",IF(INDIRECT(\"Measures!\"&U$2&$B5)<>\"\",INDIRECT(\"Measures!\"&U$2&$B5),\"\"),\"\")","v":""},{"$f":"IF($B5<>\"\",IF(INDIRECT(\"Measures!\"&V$2&$B5)<>\"\",INDIRECT(\"Measures!\"&V$2&$B5),\"\"),\"\")","v":""},{"$f":"IF($B5<>\"\",IF(INDIRECT(\"Measures!\"&W$2&$B5)<>\"\",INDIRECT(\"Measures!\"&W$2&$B5),\"\"),\"\")","v":""},{"$f":"IF($B5<>\"\",IF(INDIRECT(\"Measures!\"&X$2&$B5)<>\"\",INDIRECT(\"Measures!\"&X$2&$B5),\"\"),\"\")","v":""},{"$f":"IF($B5<>\"\",IF(INDIRECT(\"Measures!\"&Y$2&$B5)<>\"\",INDIRECT(\"Measures!\"&Y$2&$B5),\"\"),\"\")","v":""},{"$f":"IF($B5<>\"\",IF(INDIRECT(\"Measures!\"&Z$2&$B5)<>\"\",INDIRECT(\"Measures!\"&Z$2&$B5),\"\"),\"\")","v":""},{"$f":"IF($B5<>\"\",IF(INDIRECT(\"Measures!\"&AA$2&$B5)<>\"\",INDIRECT(\"Measures!\"&AA$2&$B5),\"\"),\"\")","v":""},{"$f":"IF($B5<>\"\",IF(INDIRECT(\"Measures!\"&AB$2&$B5)<>\"\",INDIRECT(\"Measures!\"&AB$2&$B5),\"\"),\"\")","v":""},{"$f":"IF($B5<>\"\",IF(INDIRECT(\"Measures!\"&AC$2&$B5)<>\"\",INDIRECT(\"Measures!\"&AC$2&$B5),\"\"),\"\")","v":""},{"$f":"IF($B5<>\"\",IF(INDIRECT(\"Measures!\"&AD$2&$B5)<>\"\",INDIRECT(\"Measures!\"&AD$2&$B5),\"\"),\"\")","v":""},{"$f":"IF($B5<>\"\",IF(INDIRECT(\"Measures!\"&AE$2&$B5)<>\"\",INDIRECT(\"Measures!\"&AE$2&$B5),\"\"),\"\")","v":""},{"$f":"IF($B5<>\"\",IF(INDIRECT(\"Measures!\"&AF$2&$B5)<>\"\",INDIRECT(\"Measures!\"&AF$2&$B5),\"\"),\"\")","v":""},{"$f":"IF($B5<>\"\",IF(INDIRECT(\"Measures!\"&AG$2&$B5)<>\"\",INDIRECT(\"Measures!\"&AG$2&$B5),\"\"),\"\")","v":""},{"$f":"IF($B5<>\"\",IF(INDIRECT(\"Measures!\"&AH$2&$B5)<>\"\",INDIRECT(\"Measures!\"&AH$2&$B5),\"\"),\"\")","v":""},{"$f":"INDEX('Measure Descriptions'!$A$10:$A$46,MATCH(Map_Elec_Fin[[#This Row],[Measure]],'Measure Descriptions'!$B$10:$B$46,0))","v":""},{"$f":"IF($B5<>\"\",IF(VLOOKUP(Map_Elec_Fin[[#This Row],[Measure]],'Measure Descriptions'!$B$10:$H$46,AJ$2,FALSE)<>\"\",VLOOKUP(Map_Elec_Fin[[#This Row],[Measure]],'Measure Descriptions'!$B$10:$H$46,AJ$2,FALSE),\"\"),\"\")","v":""},{"$f":"IF($B5<>\"\",IF(VLOOKUP(Map_Elec_Fin[[#This Row],[Measure]],'Measure Descriptions'!$B$10:$H$46,AK$2,FALSE)<>\"\",VLOOKUP(Map_Elec_Fin[[#This Row],[Measure]],'Measure Descriptions'!$B$10:$H$46,AK$2,FALSE),\"\"),\"\")","v":""},{"$f":"IF($B5<>\"\",IF(VLOOKUP(Map_Elec_Fin[[#This Row],[Measure]],'Measure Descriptions'!$B$10:$H$46,AL$2,FALSE)<>\"\",VLOOKUP(Map_Elec_Fin[[#This Row],[Measure]],'Measure Descriptions'!$B$10:$H$46,AL$2,FALSE),\"\"),\"\")","v":""},{"$f":"IF($B5<>\"\",IF(VLOOKUP(Map_Elec_Fin[[#This Row],[Measure]],'Measure Descriptions'!$B$10:$H$46,AM$2,FALSE)<>\"\",VLOOKUP(Map_Elec_Fin[[#This Row],[Measure]],'Measure Descriptions'!$B$10:$H$46,AM$2,FALSE),\"\"),\"\")","v":""},{"$f":"IF($B5<>\"\",IF(VLOOKUP(Map_Elec_Fin[[#This Row],[Measure]],'Measure Descriptions'!$B$10:$H$46,AN$2,FALSE)<>\"\",VLOOKUP(Map_Elec_Fin[[#This Row],[Measure]],'Measure Descriptions'!$B$10:$H$46,AN$2,FALSE),\"\"),\"\")","v":""},{"$f":"IF($B5<>\"\",IF(VLOOKUP(Map_Elec_Fin[[#This Row],[Measure]],'Measure Descriptions'!$B$10:$H$46,AO$2,FALSE)<>\"\",VLOOKUP(Map_Elec_Fin[[#This Row],[Measure]],'Measure Descriptions'!$B$10:$H$46,AO$2,FALSE),\"\"),\"\")","v":""},{"$f":"IF($B5<>\"\",IF(INDIRECT(\"Measures!\"&AP$2&$B5)<>\"\",INDIRECT(\"Measures!\"&AP$2&$B5),\"\"),\"\")","v":""},null,null,null,null,null,null,null,null,null,null,null,"","",{"$f":"IF($BA5<>\"\",IF(INDIRECT(\"Measures!\"&BD$2&$BA5)<>\"\",INDIRECT(\"Measures!\"&BD$2&$BA5),\"\"),\"\")","v":""},{"$f":"IF($BA5<>\"\",IF(INDIRECT(\"Measures!\"&BE$2&$BA5)<>\"\",INDIRECT(\"Measures!\"&BE$2&$BA5),\"\"),\"\")","v":""},{"$f":"IF($BA5<>\"\",IF(INDIRECT(\"Measures!\"&BF$2&$BA5)<>\"\",INDIRECT(\"Measures!\"&BF$2&$BA5),\"\"),\"\")","v":""},{"$f":"IF($BA5<>\"\",IF(INDIRECT(\"Measures!\"&BG$2&$BA5)<>\"\",INDIRECT(\"Measures!\"&BG$2&$BA5),\"\"),\"\")","v":""},{"$f":"IF($BA5<>\"\",IF(INDIRECT(\"Measures!\"&BH$2&$BA5)<>\"\",INDIRECT(\"Measures!\"&BH$2&$BA5),\"\"),\"\")","v":""},{"$f":"IF($BA5<>\"\",IF(INDIRECT(\"Measures!\"&BI$2&$BA5)<>\"\",INDIRECT(\"Measures!\"&BI$2&$BA5),\"\"),\"\")","v":""},{"$f":"IF($BA5<>\"\",IF(INDIRECT(\"Measures!\"&BJ$2&$BA5)<>\"\",INDIRECT(\"Measures!\"&BJ$2&$BA5),\"\"),\"\")","v":""},{"$f":"IF($BA5<>\"\",IF(INDIRECT(\"Measures!\"&BK$2&$BA5)<>\"\",INDIRECT(\"Measures!\"&BK$2&$BA5),\"\"),\"\")","v":""},{"$f":"IF($BA5<>\"\",IF(INDIRECT(\"Measures!\"&BL$2&$BA5)<>\"\",INDIRECT(\"Measures!\"&BL$2&$BA5),\"\"),\"\")","v":""},{"$f":"IF($BA5<>\"\",IF(INDIRECT(\"Measures!\"&BM$2&$BA5)<>\"\",INDIRECT(\"Measures!\"&BM$2&$BA5),\"\"),\"\")","v":""},{"$f":"IF($BA5<>\"\",IF(INDIRECT(\"Measures!\"&BN$2&$BA5)<>\"\",INDIRECT(\"Measures!\"&BN$2&$BA5),\"\"),\"\")","v":""},{"$f":"IF($BA5<>\"\",IF(INDIRECT(\"Measures!\"&BO$2&$BA5)<>\"\",INDIRECT(\"Measures!\"&BO$2&$BA5),\"\"),\"\")","v":""},{"$f":"IF($BA5<>\"\",IF(INDIRECT(\"Measures!\"&BP$2&$BA5)<>\"\",INDIRECT(\"Measures!\"&BP$2&$BA5),\"\"),\"\")","v":""},{"$f":"IF($BA5<>\"\",IF(INDIRECT(\"Measures!\"&BQ$2&$BA5)<>\"\",INDIRECT(\"Measures!\"&BQ$2&$BA5),\"\"),\"\")","v":""},{"$f":"IF($BA5<>\"\",IF(INDIRECT(\"Measures!\"&BR$2&$BA5)<>\"\",INDIRECT(\"Measures!\"&BR$2&$BA5),\"\"),\"\")","v":""},{"$f":"IF($BA5<>\"\",IF(INDIRECT(\"Measures!\"&BS$2&$BA5)<>\"\",INDIRECT(\"Measures!\"&BS$2&$BA5),\"\"),\"\")","v":""},{"$f":"IF($BA5<>\"\",IF(INDIRECT(\"Measures!\"&BT$2&$BA5)<>\"\",INDIRECT(\"Measures!\"&BT$2&$BA5),\"\"),\"\")","v":""},{"$f":"IF($BA5<>\"\",IF(INDIRECT(\"Measures!\"&BU$2&$BA5)<>\"\",INDIRECT(\"Measures!\"&BU$2&$BA5),\"\"),\"\")","v":""},{"$f":"IF($BA5<>\"\",IF(INDIRECT(\"Measures!\"&BV$2&$BA5)<>\"\",INDIRECT(\"Measures!\"&BV$2&$BA5),\"\"),\"\")","v":""},{"$f":"IF($BA5<>\"\",IF(INDIRECT(\"Measures!\"&BW$2&$BA5)<>\"\",INDIRECT(\"Measures!\"&BW$2&$BA5),\"\"),\"\")","v":""},{"$f":"IF($BA5<>\"\",IF(INDIRECT(\"Measures!\"&BX$2&$BA5)<>\"\",INDIRECT(\"Measures!\"&BX$2&$BA5),\"\"),\"\")","v":""},{"$f":"IF($BA5<>\"\",IF(INDIRECT(\"Measures!\"&BY$2&$BA5)<>\"\",INDIRECT(\"Measures!\"&BY$2&$BA5),\"\"),\"\")","v":""},{"$f":"IF($BA5<>\"\",IF(INDIRECT(\"Measures!\"&BZ$2&$BA5)<>\"\",INDIRECT(\"Measures!\"&BZ$2&$BA5),\"\"),\"\")","v":""},{"$f":"IF($BA5<>\"\",IF(INDIRECT(\"Measures!\"&CA$2&$BA5)<>\"\",INDIRECT(\"Measures!\"&CA$2&$BA5),\"\"),\"\")","v":""},{"$f":"IF($BA5<>\"\",IF(INDIRECT(\"Measures!\"&CB$2&$BA5)<>\"\",INDIRECT(\"Measures!\"&CB$2&$BA5),\"\"),\"\")","v":""},{"$f":"IF($BA5<>\"\",IF(INDIRECT(\"Measures!\"&CC$2&$BA5)<>\"\",INDIRECT(\"Measures!\"&CC$2&$BA5),\"\"),\"\")","v":""},{"$f":"IF($BA5<>\"\",IF(INDIRECT(\"Measures!\"&CD$2&$BA5)<>\"\",INDIRECT(\"Measures!\"&CD$2&$BA5),\"\"),\"\")","v":""},{"$f":"IF($BA5<>\"\",IF(INDIRECT(\"Measures!\"&CE$2&$BA5)<>\"\",INDIRECT(\"Measures!\"&CE$2&$BA5),\"\"),\"\")","v":""},{"$f":"IF($BA5<>\"\",IF(INDIRECT(\"Measures!\"&CF$2&$BA5)<>\"\",INDIRECT(\"Measures!\"&CF$2&$BA5),\"\"),\"\")","v":""},{"$f":"IF($BA5<>\"\",IF(INDIRECT(\"Measures!\"&CG$2&$BA5)<>\"\",INDIRECT(\"Measures!\"&CG$2&$BA5),\"\"),\"\")","v":""},{"$f":"INDEX('Measure Descriptions'!$A$10:$A$46,MATCH(Map_Gas_Fin[[#This Row],[Measure]],'Measure Descriptions'!$B$10:$B$46,0))","v":""},{"$f":"IF($BA5<>\"\",IF(VLOOKUP(Map_Gas_Fin[[#This Row],[Measure]],'Measure Descriptions'!$B$10:$H$46,CI$2,FALSE)<>\"\",VLOOKUP(Map_Gas_Fin[[#This Row],[Measure]],'Measure Descriptions'!$B$10:$H$46,CI$2,FALSE),\"\"),\"\")","v":""},{"$f":"IF($BA5<>\"\",IF(VLOOKUP(Map_Gas_Fin[[#This Row],[Measure]],'Measure Descriptions'!$B$10:$H$46,CJ$2,FALSE)<>\"\",VLOOKUP(Map_Gas_Fin[[#This Row],[Measure]],'Measure Descriptions'!$B$10:$H$46,CJ$2,FALSE),\"\"),\"\")","v":""},{"$f":"IF($BA5<>\"\",IF(VLOOKUP(Map_Gas_Fin[[#This Row],[Measure]],'Measure Descriptions'!$B$10:$H$46,CK$2,FALSE)<>\"\",VLOOKUP(Map_Gas_Fin[[#This Row],[Measure]],'Measure Descriptions'!$B$10:$H$46,CK$2,FALSE),\"\"),\"\")","v":""},{"$f":"IF($BA5<>\"\",IF(VLOOKUP(Map_Gas_Fin[[#This Row],[Measure]],'Measure Descriptions'!$B$10:$H$46,CL$2,FALSE)<>\"\",VLOOKUP(Map_Gas_Fin[[#This Row],[Measure]],'Measure Descriptions'!$B$10:$H$46,CL$2,FALSE),\"\"),\"\")","v":""},{"$f":"IF($BA5<>\"\",IF(VLOOKUP(Map_Gas_Fin[[#This Row],[Measure]],'Measure Descriptions'!$B$10:$H$46,CM$2,FALSE)<>\"\",VLOOKUP(Map_Gas_Fin[[#This Row],[Measure]],'Measure Descriptions'!$B$10:$H$46,CM$2,FALSE),\"\"),\"\")","v":""},{"$f":"IF($BA5<>\"\",IF(VLOOKUP(Map_Gas_Fin[[#This Row],[Measure]],'Measure Descriptions'!$B$10:$H$46,CN$2,FALSE)<>\"\",VLOOKUP(Map_Gas_Fin[[#This Row],[Measure]],'Measure Descriptions'!$B$10:$H$46,CN$2,FALSE),\"\"),\"\")","v":""},{"$f":"IF($BA5<>\"\",IF(INDIRECT(\"Measures!\"&CO$2&$BA5)<>\"\",INDIRECT(\"Measures!\"&CO$2&$BA5),\"\"),\"\")","v":""}]
[null,null,"","",{"$f":"IF($B6<>\"\",IF(INDIRECT(\"Measures!\"&E$2&$B6)<>\"\",INDIRECT(\"Measures!\"&E$2&$B6),\"\"),\"\")","v":""},{"$f":"IF($B6<>\"\",IF(INDIRECT(\"Measures!\"&F$2&$B6)<>\"\",INDIRECT(\"Measures!\"&F$2&$B6),\"\"),\"\")","v":""},{"$f":"IF($B6<>\"\",IF(INDIRECT(\"Measures!\"&G$2&$B6)<>\"\",INDIRECT(\"Measures!\"&G$2&$B6),\"\"),\"\")","v":""},{"$f":"IF($B6<>\"\",IF(INDIRECT(\"Measures!\"&H$2&$B6)<>\"\",INDIRECT(\"Measures!\"&H$2&$B6),\"\"),\"\")","v":""},{"$f":"IF($B6<>\"\",IF(INDIRECT(\"Measures!\"&I$2&$B6)<>\"\",INDIRECT(\"Measures!\"&I$2&$B6),\"\"),\"\")","v":""},{"$f":"IF($B6<>\"\",IF(INDIRECT(\"Measures!\"&J$2&$B6)<>\"\",INDIRECT(\"Measures!\"&J$2&$B6),\"\"),\"\")","v":""},{"$f":"IF($B6<>\"\",IF(INDIRECT(\"Measures!\"&K$2&$B6)<>\"\",INDIRECT(\"Measures!\"&K$2&$B6),\"\"),\"\")","v":""},{"$f":"IF($B6<>\"\",IF(INDIRECT(\"Measures!\"&L$2&$B6)<>\"\",INDIRECT(\"Measures!\"&L$2&$B6),\"\"),\"\")","v":""},{"$f":"IF($B6<>\"\",IF(INDIRECT(\"Measures!\"&M$2&$B6)<>\"\",INDIRECT(\"Measures!\"&M$2&$B6),\"\"),\"\")","v":""},{"$f":"IF($B6<>\"\",IF(INDIRECT(\"Measures!\"&N$2&$B6)<>\"\",INDIRECT(\"Measures!\"&N$2&$B6),\"\"),\"\")","v":""},{"$f":"IF($B6<>\"\",IF(INDIRECT(\"Measures!\"&O$2&$B6)<>\"\",INDIRECT(\"Measures!\"&O$2&$B6),\"\"),\"\")","v":""},{"$f":"IF($B6<>\"\",IF(INDIRECT(\"Measures!\"&P$2&$B6)<>\"\",INDIRECT(\"Measures!\"&P$2&$B6),\"\"),\"\")","v":""},{"$f":"IF($B6<>\"\",IF(INDIRECT(\"Measures!\"&Q$2&$B6)<>\"\",INDIRECT(\"Measures!\"&Q$2&$B6),\"\"),\"\")","v":""},{"$f":"IF($B6<>\"\",IF(INDIRECT(\"Measures!\"&R$2&$B6)<>\"\",INDIRECT(\"Measures!\"&R$2&$B6),\"\"),\"\")","v":""},{"$f":"IF($B6<>\"\",IF(INDIRECT(\"Measures!\"&S$2&$B6)<>\"\",INDIRECT(\"Measures!\"&S$2&$B6),\"\"),\"\")","v":""},{"$f":"IF($B6<>\"\",IF(INDIRECT(\"Measures!\"&T$2&$B6)<>\"\",INDIRECT(\"Measures!\"&T$2&$B6),\"\"),\"\")","v":""},{"$f":"IF($B6<>\"\",IF(INDIRECT(\"Measures!\"&U$2&$B6)<>\"\",INDIRECT(\"Measures!\"&U$2&$B6),\"\"),\"\")","v":""},{"$f":"IF($B6<>\"\",IF(INDIRECT(\"Measures!\"&V$2&$B6)<>\"\",INDIRECT(\"Measures!\"&V$2&$B6),\"\"),\"\")","v":""},{"$f":"IF($B6<>\"\",IF(INDIRECT(\"Measures!\"&W$2&$B6)<>\"\",INDIRECT(\"Measures!\"&W$2&$B6),\"\"),\"\")","v":""},{"$f":"IF($B6<>\"\",IF(INDIRECT(\"Measures!\"&X$2&$B6)<>\"\",INDIRECT(\"Measures!\"&X$2&$B6),\"\"),\"\")","v":""},{"$f":"IF($B6<>\"\",IF(INDIRECT(\"Measures!\"&Y$2&$B6)<>\"\",INDIRECT(\"Measures!\"&Y$2&$B6),\"\"),\"\")","v":""},{"$f":"IF($B6<>\"\",IF(INDIRECT(\"Measures!\"&Z$2&$B6)<>\"\",INDIRECT(\"Measures!\"&Z$2&$B6),\"\"),\"\")","v":""},{"$f":"IF($B6<>\"\",IF(INDIRECT(\"Measures!\"&AA$2&$B6)<>\"\",INDIRECT(\"Measures!\"&AA$2&$B6),\"\"),\"\")","v":""},{"$f":"IF($B6<>\"\",IF(INDIRECT(\"Measures!\"&AB$2&$B6)<>\"\",INDIRECT(\"Measures!\"&AB$2&$B6),\"\"),\"\")","v":""},{"$f":"IF($B6<>\"\",IF(INDIRECT(\"Measures!\"&AC$2&$B6)<>\"\",INDIRECT(\"Measures!\"&AC$2&$B6),\"\"),\"\")","v":""},{"$f":"IF($B6<>\"\",IF(INDIRECT(\"Measures!\"&AD$2&$B6)<>\"\",INDIRECT(\"Measures!\"&AD$2&$B6),\"\"),\"\")","v":""},{"$f":"IF($B6<>\"\",IF(INDIRECT(\"Measures!\"&AE$2&$B6)<>\"\",INDIRECT(\"Measures!\"&AE$2&$B6),\"\"),\"\")","v":""},{"$f":"IF($B6<>\"\",IF(INDIRECT(\"Measures!\"&AF$2&$B6)<>\"\",INDIRECT(\"Measures!\"&AF$2&$B6),\"\"),\"\")","v":""},{"$f":"IF($B6<>\"\",IF(INDIRECT(\"Measures!\"&AG$2&$B6)<>\"\",INDIRECT(\"Measures!\"&AG$2&$B6),\"\"),\"\")","v":""},{"$f":"IF($B6<>\"\",IF(INDIRECT(\"Measures!\"&AH$2&$B6)<>\"\",INDIRECT(\"Measures!\"&AH$2&$B6),\"\"),\"\")","v":""},{"$f":"INDEX('Measure Descriptions'!$A$10:$A$46,MATCH(Map_Elec_Fin[[#This Row],[Measure]],'Measure Descriptions'!$B$10:$B$46,0))","v":""},{"$f":"IF($B6<>\"\",IF(VLOOKUP(Map_Elec_Fin[[#This Row],[Measure]],'Measure Descriptions'!$B$10:$H$46,AJ$2,FALSE)<>\"\",VLOOKUP(Map_Elec_Fin[[#This Row],[Measure]],'Measure Descriptions'!$B$10:$H$46,AJ$2,FALSE),\"\"),\"\")","v":""},{"$f":"IF($B6<>\"\",IF(VLOOKUP(Map_Elec_Fin[[#This Row],[Measure]],'Measure Descriptions'!$B$10:$H$46,AK$2,FALSE)<>\"\",VLOOKUP(Map_Elec_Fin[[#This Row],[Measure]],'Measure Descriptions'!$B$10:$H$46,AK$2,FALSE),\"\"),\"\")","v":""},{"$f":"IF($B6<>\"\",IF(VLOOKUP(Map_Elec_Fin[[#This Row],[Measure]],'Measure Descriptions'!$B$10:$H$46,AL$2,FALSE)<>\"\",VLOOKUP(Map_Elec_Fin[[#This Row],[Measure]],'Measure Descriptions'!$B$10:$H$46,AL$2,FALSE),\"\"),\"\")","v":""},{"$f":"IF($B6<>\"\",IF(VLOOKUP(Map_Elec_Fin[[#This Row],[Measure]],'Measure Descriptions'!$B$10:$H$46,AM$2,FALSE)<>\"\",VLOOKUP(Map_Elec_Fin[[#This Row],[Measure]],'Measure Descriptions'!$B$10:$H$46,AM$2,FALSE),\"\"),\"\")","v":""},{"$f":"IF($B6<>\"\",IF(VLOOKUP(Map_Elec_Fin[[#This Row],[Measure]],'Measure Descriptions'!$B$10:$H$46,AN$2,FALSE)<>\"\",VLOOKUP(Map_Elec_Fin[[#This Row],[Measure]],'Measure Descriptions'!$B$10:$H$46,AN$2,FALSE),\"\"),\"\")","v":""},{"$f":"IF($B6<>\"\",IF(VLOOKUP(Map_Elec_Fin[[#This Row],[Measure]],'Measure Descriptions'!$B$10:$H$46,AO$2,FALSE)<>\"\",VLOOKUP(Map_Elec_Fin[[#This Row],[Measure]],'Measure Descriptions'!$B$10:$H$46,AO$2,FALSE),\"\"),\"\")","v":""},{"$f":"IF($B6<>\"\",IF(INDIRECT(\"Measures!\"&AP$2&$B6)<>\"\",INDIRECT(\"Measures!\"&AP$2&$B6),\"\"),\"\")","v":""},null,null,null,null,null,null,null,null,null,null,null,"","",{"$f":"IF($BA6<>\"\",IF(INDIRECT(\"Measures!\"&BD$2&$BA6)<>\"\",INDIRECT(\"Measures!\"&BD$2&$BA6),\"\"),\"\")","v":""},{"$f":"IF($BA6<>\"\",IF(INDIRECT(\"Measures!\"&BE$2&$BA6)<>\"\",INDIRECT(\"Measures!\"&BE$2&$BA6),\"\"),\"\")","v":""},{"$f":"IF($BA6<>\"\",IF(INDIRECT(\"Measures!\"&BF$2&$BA6)<>\"\",INDIRECT(\"Measures!\"&BF$2&$BA6),\"\"),\"\")","v":""},{"$f":"IF($BA6<>\"\",IF(INDIRECT(\"Measures!\"&BG$2&$BA6)<>\"\",INDIRECT(\"Measures!\"&BG$2&$BA6),\"\"),\"\")","v":""},{"$f":"IF($BA6<>\"\",IF(INDIRECT(\"Measures!\"&BH$2&$BA6)<>\"\",INDIRECT(\"Measures!\"&BH$2&$BA6),\"\"),\"\")","v":""},{"$f":"IF($BA6<>\"\",IF(INDIRECT(\"Measures!\"&BI$2&$BA6)<>\"\",INDIRECT(\"Measures!\"&BI$2&$BA6),\"\"),\"\")","v":""},{"$f":"IF($BA6<>\"\",IF(INDIRECT(\"Measures!\"&BJ$2&$BA6)<>\"\",INDIRECT(\"Measures!\"&BJ$2&$BA6),\"\"),\"\")","v":""},{"$f":"IF($BA6<>\"\",IF(INDIRECT(\"Measures!\"&BK$2&$BA6)<>\"\",INDIRECT(\"Measures!\"&BK$2&$BA6),\"\"),\"\")","v":""},{"$f":"IF($BA6<>\"\",IF(INDIRECT(\"Measures!\"&BL$2&$BA6)<>\"\",INDIRECT(\"Measures!\"&BL$2&$BA6),\"\"),\"\")","v":""},{"$f":"IF($BA6<>\"\",IF(INDIRECT(\"Measures!\"&BM$2&$BA6)<>\"\",INDIRECT(\"Measures!\"&BM$2&$BA6),\"\"),\"\")","v":""},{"$f":"IF($BA6<>\"\",IF(INDIRECT(\"Measures!\"&BN$2&$BA6)<>\"\",INDIRECT(\"Measures!\"&BN$2&$BA6),\"\"),\"\")","v":""},{"$f":"IF($BA6<>\"\",IF(INDIRECT(\"Measures!\"&BO$2&$BA6)<>\"\",INDIRECT(\"Measures!\"&BO$2&$BA6),\"\"),\"\")","v":""},{"$f":"IF($BA6<>\"\",IF(INDIRECT(\"Measures!\"&BP$2&$BA6)<>\"\",INDIRECT(\"Measures!\"&BP$2&$BA6),\"\"),\"\")","v":""},{"$f":"IF($BA6<>\"\",IF(INDIRECT(\"Measures!\"&BQ$2&$BA6)<>\"\",INDIRECT(\"Measures!\"&BQ$2&$BA6),\"\"),\"\")","v":""},{"$f":"IF($BA6<>\"\",IF(INDIRECT(\"Measures!\"&BR$2&$BA6)<>\"\",INDIRECT(\"Measures!\"&BR$2&$BA6),\"\"),\"\")","v":""},{"$f":"IF($BA6<>\"\",IF(INDIRECT(\"Measures!\"&BS$2&$BA6)<>\"\",INDIRECT(\"Measures!\"&BS$2&$BA6),\"\"),\"\")","v":""},{"$f":"IF($BA6<>\"\",IF(INDIRECT(\"Measures!\"&BT$2&$BA6)<>\"\",INDIRECT(\"Measures!\"&BT$2&$BA6),\"\"),\"\")","v":""},{"$f":"IF($BA6<>\"\",IF(INDIRECT(\"Measures!\"&BU$2&$BA6)<>\"\",INDIRECT(\"Measures!\"&BU$2&$BA6),\"\"),\"\")","v":""},{"$f":"IF($BA6<>\"\",IF(INDIRECT(\"Measures!\"&BV$2&$BA6)<>\"\",INDIRECT(\"Measures!\"&BV$2&$BA6),\"\"),\"\")","v":""},{"$f":"IF($BA6<>\"\",IF(INDIRECT(\"Measures!\"&BW$2&$BA6)<>\"\",INDIRECT(\"Measures!\"&BW$2&$BA6),\"\"),\"\")","v":""},{"$f":"IF($BA6<>\"\",IF(INDIRECT(\"Measures!\"&BX$2&$BA6)<>\"\",INDIRECT(\"Measures!\"&BX$2&$BA6),\"\"),\"\")","v":""},{"$f":"IF($BA6<>\"\",IF(INDIRECT(\"Measures!\"&BY$2&$BA6)<>\"\",INDIRECT(\"Measures!\"&BY$2&$BA6),\"\"),\"\")","v":""},{"$f":"IF($BA6<>\"\",IF(INDIRECT(\"Measures!\"&BZ$2&$BA6)<>\"\",INDIRECT(\"Measures!\"&BZ$2&$BA6),\"\"),\"\")","v":""},{"$f":"IF($BA6<>\"\",IF(INDIRECT(\"Measures!\"&CA$2&$BA6)<>\"\",INDIRECT(\"Measures!\"&CA$2&$BA6),\"\"),\"\")","v":""},{"$f":"IF($BA6<>\"\",IF(INDIRECT(\"Measures!\"&CB$2&$BA6)<>\"\",INDIRECT(\"Measures!\"&CB$2&$BA6),\"\"),\"\")","v":""},{"$f":"IF($BA6<>\"\",IF(INDIRECT(\"Measures!\"&CC$2&$BA6)<>\"\",INDIRECT(\"Measures!\"&CC$2&$BA6),\"\"),\"\")","v":""},{"$f":"IF($BA6<>\"\",IF(INDIRECT(\"Measures!\"&CD$2&$BA6)<>\"\",INDIRECT(\"Measures!\"&CD$2&$BA6),\"\"),\"\")","v":""},{"$f":"IF($BA6<>\"\",IF(INDIRECT(\"Measures!\"&CE$2&$BA6)<>\"\",INDIRECT(\"Measures!\"&CE$2&$BA6),\"\"),\"\")","v":""},{"$f":"IF($BA6<>\"\",IF(INDIRECT(\"Measures!\"&CF$2&$BA6)<>\"\",INDIRECT(\"Measures!\"&CF$2&$BA6),\"\"),\"\")","v":""},{"$f":"IF($BA6<>\"\",IF(INDIRECT(\"Measures!\"&CG$2&$BA6)<>\"\",INDIRECT(\"Measures!\"&CG$2&$BA6),\"\"),\"\")","v":""},{"$f":"INDEX('Measure Descriptions'!$A$10:$A$46,MATCH(Map_Gas_Fin[[#This Row],[Measure]],'Measure Descriptions'!$B$10:$B$46,0))","v":""},{"$f":"IF($BA6<>\"\",IF(VLOOKUP(Map_Gas_Fin[[#This Row],[Measure]],'Measure Descriptions'!$B$10:$H$46,CI$2,FALSE)<>\"\",VLOOKUP(Map_Gas_Fin[[#This Row],[Measure]],'Measure Descriptions'!$B$10:$H$46,CI$2,FALSE),\"\"),\"\")","v":""},{"$f":"IF($BA6<>\"\",IF(VLOOKUP(Map_Gas_Fin[[#This Row],[Measure]],'Measure Descriptions'!$B$10:$H$46,CJ$2,FALSE)<>\"\",VLOOKUP(Map_Gas_Fin[[#This Row],[Measure]],'Measure Descriptions'!$B$10:$H$46,CJ$2,FALSE),\"\"),\"\")","v":""},{"$f":"IF($BA6<>\"\",IF(VLOOKUP(Map_Gas_Fin[[#This Row],[Measure]],'Measure Descriptions'!$B$10:$H$46,CK$2,FALSE)<>\"\",VLOOKUP(Map_Gas_Fin[[#This Row],[Measure]],'Measure Descriptions'!$B$10:$H$46,CK$2,FALSE),\"\"),\"\")","v":""},{"$f":"IF($BA6<>\"\",IF(VLOOKUP(Map_Gas_Fin[[#This Row],[Measure]],'Measure Descriptions'!$B$10:$H$46,CL$2,FALSE)<>\"\",VLOOKUP(Map_Gas_Fin[[#This Row],[Measure]],'Measure Descriptions'!$B$10:$H$46,CL$2,FALSE),\"\"),\"\")","v":""},{"$f":"IF($BA6<>\"\",IF(VLOOKUP(Map_Gas_Fin[[#This Row],[Measure]],'Measure Descriptions'!$B$10:$H$46,CM$2,FALSE)<>\"\",VLOOKUP(Map_Gas_Fin[[#This Row],[Measure]],'Measure Descriptions'!$B$10:$H$46,CM$2,FALSE),\"\"),\"\")","v":""},{"$f":"IF($BA6<>\"\",IF(VLOOKUP(Map_Gas_Fin[[#This Row],[Measure]],'Measure Descriptions'!$B$10:$H$46,CN$2,FALSE)<>\"\",VLOOKUP(Map_Gas_Fin[[#This Row],[Measure]],'Measure Descriptions'!$B$10:$H$46,CN$2,FALSE),\"\"),\"\")","v":""},{"$f":"IF($BA6<>\"\",IF(INDIRECT(\"Measures!\"&CO$2&$BA6)<>\"\",INDIRECT(\"Measures!\"&CO$2&$BA6),\"\"),\"\")","v":""}]
[null,null,"","",{"$f":"IF($B7<>\"\",IF(INDIRECT(\"Measures!\"&E$2&$B7)<>\"\",INDIRECT(\"Measures!\"&E$2&$B7),\"\"),\"\")","v":""},{"$f":"IF($B7<>\"\",IF(INDIRECT(\"Measures!\"&F$2&$B7)<>\"\",INDIRECT(\"Measures!\"&F$2&$B7),\"\"),\"\")","v":""},{"$f":"IF($B7<>\"\",IF(INDIRECT(\"Measures!\"&G$2&$B7)<>\"\",INDIRECT(\"Measures!\"&G$2&$B7),\"\"),\"\")","v":""},{"$f":"IF($B7<>\"\",IF(INDIRECT(\"Measures!\"&H$2&$B7)<>\"\",INDIRECT(\"Measures!\"&H$2&$B7),\"\"),\"\")","v":""},{"$f":"IF($B7<>\"\",IF(INDIRECT(\"Measures!\"&I$2&$B7)<>\"\",INDIRECT(\"Measures!\"&I$2&$B7),\"\"),\"\")","v":""},{"$f":"IF($B7<>\"\",IF(INDIRECT(\"Measures!\"&J$2&$B7)<>\"\",INDIRECT(\"Measures!\"&J$2&$B7),\"\"),\"\")","v":""},{"$f":"IF($B7<>\"\",IF(INDIRECT(\"Measures!\"&K$2&$B7)<>\"\",INDIRECT(\"Measures!\"&K$2&$B7),\"\"),\"\")","v":""},{"$f":"IF($B7<>\"\",IF(INDIRECT(\"Measures!\"&L$2&$B7)<>\"\",INDIRECT(\"Measures!\"&L$2&$B7),\"\"),\"\")","v":""},{"$f":"IF($B7<>\"\",IF(INDIRECT(\"Measures!\"&M$2&$B7)<>\"\",INDIRECT(\"Measures!\"&M$2&$B7),\"\"),\"\")","v":""},{"$f":"IF($B7<>\"\",IF(INDIRECT(\"Measures!\"&N$2&$B7)<>\"\",INDIRECT(\"Measures!\"&N$2&$B7),\"\"),\"\")","v":""},{"$f":"IF($B7<>\"\",IF(INDIRECT(\"Measures!\"&O$2&$B7)<>\"\",INDIRECT(\"Measures!\"&O$2&$B7),\"\"),\"\")","v":""},{"$f":"IF($B7<>\"\",IF(INDIRECT(\"Measures!\"&P$2&$B7)<>\"\",INDIRECT(\"Measures!\"&P$2&$B7),\"\"),\"\")","v":""},{"$f":"IF($B7<>\"\",IF(INDIRECT(\"Measures!\"&Q$2&$B7)<>\"\",INDIRECT(\"Measures!\"&Q$2&$B7),\"\"),\"\")","v":""},{"$f":"IF($B7<>\"\",IF(INDIRECT(\"Measures!\"&R$2&$B7)<>\"\",INDIRECT(\"Measures!\"&R$2&$B7),\"\"),\"\")","v":""},{"$f":"IF($B7<>\"\",IF(INDIRECT(\"Measures!\"&S$2&$B7)<>\"\",INDIRECT(\"Measures!\"&S$2&$B7),\"\"),\"\")","v":""},{"$f":"IF($B7<>\"\",IF(INDIRECT(\"Measures!\"&T$2&$B7)<>\"\",INDIRECT(\"Measures!\"&T$2&$B7),\"\"),\"\")","v":""},{"$f":"IF($B7<>\"\",IF(INDIRECT(\"Measures!\"&U$2&$B7)<>\"\",INDIRECT(\"Measures!\"&U$2&$B7),\"\"),\"\")","v":""},{"$f":"IF($B7<>\"\",IF(INDIRECT(\"Measures!\"&V$2&$B7)<>\"\",INDIRECT(\"Measures!\"&V$2&$B7),\"\"),\"\")","v":""},{"$f":"IF($B7<>\"\",IF(INDIRECT(\"Measures!\"&W$2&$B7)<>\"\",INDIRECT(\"Measures!\"&W$2&$B7),\"\"),\"\")","v":""},{"$f":"IF($B7<>\"\",IF(INDIRECT(\"Measures!\"&X$2&$B7)<>\"\",INDIRECT(\"Measures!\"&X$2&$B7),\"\"),\"\")","v":""},{"$f":"IF($B7<>\"\",IF(INDIRECT(\"Measures!\"&Y$2&$B7)<>\"\",INDIRECT(\"Measures!\"&Y$2&$B7),\"\"),\"\")","v":""},{"$f":"IF($B7<>\"\",IF(INDIRECT(\"Measures!\"&Z$2&$B7)<>\"\",INDIRECT(\"Measures!\"&Z$2&$B7),\"\"),\"\")","v":""},{"$f":"IF($B7<>\"\",IF(INDIRECT(\"Measures!\"&AA$2&$B7)<>\"\",INDIRECT(\"Measures!\"&AA$2&$B7),\"\"),\"\")","v":""},{"$f":"IF($B7<>\"\",IF(INDIRECT(\"Measures!\"&AB$2&$B7)<>\"\",INDIRECT(\"Measures!\"&AB$2&$B7),\"\"),\"\")","v":""},{"$f":"IF($B7<>\"\",IF(INDIRECT(\"Measures!\"&AC$2&$B7)<>\"\",INDIRECT(\"Measures!\"&AC$2&$B7),\"\"),\"\")","v":""},{"$f":"IF($B7<>\"\",IF(INDIRECT(\"Measures!\"&AD$2&$B7)<>\"\",INDIRECT(\"Measures!\"&AD$2&$B7),\"\"),\"\")","v":""},{"$f":"IF($B7<>\"\",IF(INDIRECT(\"Measures!\"&AE$2&$B7)<>\"\",INDIRECT(\"Measures!\"&AE$2&$B7),\"\"),\"\")","v":""},{"$f":"IF($B7<>\"\",IF(INDIRECT(\"Measures!\"&AF$2&$B7)<>\"\",INDIRECT(\"Measures!\"&AF$2&$B7),\"\"),\"\")","v":""},{"$f":"IF($B7<>\"\",IF(INDIRECT(\"Measures!\"&AG$2&$B7)<>\"\",INDIRECT(\"Measures!\"&AG$2&$B7),\"\"),\"\")","v":""},{"$f":"IF($B7<>\"\",IF(INDIRECT(\"Measures!\"&AH$2&$B7)<>\"\",INDIRECT(\"Measures!\"&AH$2&$B7),\"\"),\"\")","v":""},{"$f":"INDEX('Measure Descriptions'!$A$10:$A$46,MATCH(Map_Elec_Fin[[#This Row],[Measure]],'Measure Descriptions'!$B$10:$B$46,0))","v":""},{"$f":"IF($B7<>\"\",IF(VLOOKUP(Map_Elec_Fin[[#This Row],[Measure]],'Measure Descriptions'!$B$10:$H$46,AJ$2,FALSE)<>\"\",VLOOKUP(Map_Elec_Fin[[#This Row],[Measure]],'Measure Descriptions'!$B$10:$H$46,AJ$2,FALSE),\"\"),\"\")","v":""},{"$f":"IF($B7<>\"\",IF(VLOOKUP(Map_Elec_Fin[[#This Row],[Measure]],'Measure Descriptions'!$B$10:$H$46,AK$2,FALSE)<>\"\",VLOOKUP(Map_Elec_Fin[[#This Row],[Measure]],'Measure Descriptions'!$B$10:$H$46,AK$2,FALSE),\"\"),\"\")","v":""},{"$f":"IF($B7<>\"\",IF(VLOOKUP(Map_Elec_Fin[[#This Row],[Measure]],'Measure Descriptions'!$B$10:$H$46,AL$2,FALSE)<>\"\",VLOOKUP(Map_Elec_Fin[[#This Row],[Measure]],'Measure Descriptions'!$B$10:$H$46,AL$2,FALSE),\"\"),\"\")","v":""},{"$f":"IF($B7<>\"\",IF(VLOOKUP(Map_Elec_Fin[[#This Row],[Measure]],'Measure Descriptions'!$B$10:$H$46,AM$2,FALSE)<>\"\",VLOOKUP(Map_Elec_Fin[[#This Row],[Measure]],'Measure Descriptions'!$B$10:$H$46,AM$2,FALSE),\"\"),\"\")","v":""},{"$f":"IF($B7<>\"\",IF(VLOOKUP(Map_Elec_Fin[[#This Row],[Measure]],'Measure Descriptions'!$B$10:$H$46,AN$2,FALSE)<>\"\",VLOOKUP(Map_Elec_Fin[[#This Row],[Measure]],'Measure Descriptions'!$B$10:$H$46,AN$2,FALSE),\"\"),\"\")","v":""},{"$f":"IF($B7<>\"\",IF(VLOOKUP(Map_Elec_Fin[[#This Row],[Measure]],'Measure Descriptions'!$B$10:$H$46,AO$2,FALSE)<>\"\",VLOOKUP(Map_Elec_Fin[[#This Row],[Measure]],'Measure Descriptions'!$B$10:$H$46,AO$2,FALSE),\"\"),\"\")","v":""},{"$f":"IF($B7<>\"\",IF(INDIRECT(\"Measures!\"&AP$2&$B7)<>\"\",INDIRECT(\"Measures!\"&AP$2&$B7),\"\"),\"\")","v":""},null,null,null,null,null,null,null,null,null,null,null,"","",{"$f":"IF($BA7<>\"\",IF(INDIRECT(\"Measures!\"&BD$2&$BA7)<>\"\",INDIRECT(\"Measures!\"&BD$2&$BA7),\"\"),\"\")","v":""},{"$f":"IF($BA7<>\"\",IF(INDIRECT(\"Measures!\"&BE$2&$BA7)<>\"\",INDIRECT(\"Measures!\"&BE$2&$BA7),\"\"),\"\")","v":""},{"$f":"IF($BA7<>\"\",IF(INDIRECT(\"Measures!\"&BF$2&$BA7)<>\"\",INDIRECT(\"Measures!\"&BF$2&$BA7),\"\"),\"\")","v":""},{"$f":"IF($BA7<>\"\",IF(INDIRECT(\"Measures!\"&BG$2&$BA7)<>\"\",INDIRECT(\"Measures!\"&BG$2&$BA7),\"\"),\"\")","v":""},{"$f":"IF($BA7<>\"\",IF(INDIRECT(\"Measures!\"&BH$2&$BA7)<>\"\",INDIRECT(\"Measures!\"&BH$2&$BA7),\"\"),\"\")","v":""},{"$f":"IF($BA7<>\"\",IF(INDIRECT(\"Measures!\"&BI$2&$BA7)<>\"\",INDIRECT(\"Measures!\"&BI$2&$BA7),\"\"),\"\")","v":""},{"$f":"IF($BA7<>\"\",IF(INDIRECT(\"Measures!\"&BJ$2&$BA7)<>\"\",INDIRECT(\"Measures!\"&BJ$2&$BA7),\"\"),\"\")","v":""},{"$f":"IF($BA7<>\"\",IF(INDIRECT(\"Measures!\"&BK$2&$BA7)<>\"\",INDIRECT(\"Measures!\"&BK$2&$BA7),\"\"),\"\")","v":""},{"$f":"IF($BA7<>\"\",IF(INDIRECT(\"Measures!\"&BL$2&$BA7)<>\"\",INDIRECT(\"Measures!\"&BL$2&$BA7),\"\"),\"\")","v":""},{"$f":"IF($BA7<>\"\",IF(INDIRECT(\"Measures!\"&BM$2&$BA7)<>\"\",INDIRECT(\"Measures!\"&BM$2&$BA7),\"\"),\"\")","v":""},{"$f":"IF($BA7<>\"\",IF(INDIRECT(\"Measures!\"&BN$2&$BA7)<>\"\",INDIRECT(\"Measures!\"&BN$2&$BA7),\"\"),\"\")","v":""},{"$f":"IF($BA7<>\"\",IF(INDIRECT(\"Measures!\"&BO$2&$BA7)<>\"\",INDIRECT(\"Measures!\"&BO$2&$BA7),\"\"),\"\")","v":""},{"$f":"IF($BA7<>\"\",IF(INDIRECT(\"Measures!\"&BP$2&$BA7)<>\"\",INDIRECT(\"Measures!\"&BP$2&$BA7),\"\"),\"\")","v":""},{"$f":"IF($BA7<>\"\",IF(INDIRECT(\"Measures!\"&BQ$2&$BA7)<>\"\",INDIRECT(\"Measures!\"&BQ$2&$BA7),\"\"),\"\")","v":""},{"$f":"IF($BA7<>\"\",IF(INDIRECT(\"Measures!\"&BR$2&$BA7)<>\"\",INDIRECT(\"Measures!\"&BR$2&$BA7),\"\"),\"\")","v":""},{"$f":"IF($BA7<>\"\",IF(INDIRECT(\"Measures!\"&BS$2&$BA7)<>\"\",INDIRECT(\"Measures!\"&BS$2&$BA7),\"\"),\"\")","v":""},{"$f":"IF($BA7<>\"\",IF(INDIRECT(\"Measures!\"&BT$2&$BA7)<>\"\",INDIRECT(\"Measures!\"&BT$2&$BA7),\"\"),\"\")","v":""},{"$f":"IF($BA7<>\"\",IF(INDIRECT(\"Measures!\"&BU$2&$BA7)<>\"\",INDIRECT(\"Measures!\"&BU$2&$BA7),\"\"),\"\")","v":""},{"$f":"IF($BA7<>\"\",IF(INDIRECT(\"Measures!\"&BV$2&$BA7)<>\"\",INDIRECT(\"Measures!\"&BV$2&$BA7),\"\"),\"\")","v":""},{"$f":"IF($BA7<>\"\",IF(INDIRECT(\"Measures!\"&BW$2&$BA7)<>\"\",INDIRECT(\"Measures!\"&BW$2&$BA7),\"\"),\"\")","v":""},{"$f":"IF($BA7<>\"\",IF(INDIRECT(\"Measures!\"&BX$2&$BA7)<>\"\",INDIRECT(\"Measures!\"&BX$2&$BA7),\"\"),\"\")","v":""},{"$f":"IF($BA7<>\"\",IF(INDIRECT(\"Measures!\"&BY$2&$BA7)<>\"\",INDIRECT(\"Measures!\"&BY$2&$BA7),\"\"),\"\")","v":""},{"$f":"IF($BA7<>\"\",IF(INDIRECT(\"Measures!\"&BZ$2&$BA7)<>\"\",INDIRECT(\"Measures!\"&BZ$2&$BA7),\"\"),\"\")","v":""},{"$f":"IF($BA7<>\"\",IF(INDIRECT(\"Measures!\"&CA$2&$BA7)<>\"\",INDIRECT(\"Measures!\"&CA$2&$BA7),\"\"),\"\")","v":""},{"$f":"IF($BA7<>\"\",IF(INDIRECT(\"Measures!\"&CB$2&$BA7)<>\"\",INDIRECT(\"Measures!\"&CB$2&$BA7),\"\"),\"\")","v":""},{"$f":"IF($BA7<>\"\",IF(INDIRECT(\"Measures!\"&CC$2&$BA7)<>\"\",INDIRECT(\"Measures!\"&CC$2&$BA7),\"\"),\"\")","v":""},{"$f":"IF($BA7<>\"\",IF(INDIRECT(\"Measures!\"&CD$2&$BA7)<>\"\",INDIRECT(\"Measures!\"&CD$2&$BA7),\"\"),\"\")","v":""},{"$f":"IF($BA7<>\"\",IF(INDIRECT(\"Measures!\"&CE$2&$BA7)<>\"\",INDIRECT(\"Measures!\"&CE$2&$BA7),\"\"),\"\")","v":""},{"$f":"IF($BA7<>\"\",IF(INDIRECT(\"Measures!\"&CF$2&$BA7)<>\"\",INDIRECT(\"Measures!\"&CF$2&$BA7),\"\"),\"\")","v":""},{"$f":"IF($BA7<>\"\",IF(INDIRECT(\"Measures!\"&CG$2&$BA7)<>\"\",INDIRECT(\"Measures!\"&CG$2&$BA7),\"\"),\"\")","v":""},{"$f":"INDEX('Measure Descriptions'!$A$10:$A$46,MATCH(Map_Gas_Fin[[#This Row],[Measure]],'Measure Descriptions'!$B$10:$B$46,0))","v":""},{"$f":"IF($BA7<>\"\",IF(VLOOKUP(Map_Gas_Fin[[#This Row],[Measure]],'Measure Descriptions'!$B$10:$H$46,CI$2,FALSE)<>\"\",VLOOKUP(Map_Gas_Fin[[#This Row],[Measure]],'Measure Descriptions'!$B$10:$H$46,CI$2,FALSE),\"\"),\"\")","v":""},{"$f":"IF($BA7<>\"\",IF(VLOOKUP(Map_Gas_Fin[[#This Row],[Measure]],'Measure Descriptions'!$B$10:$H$46,CJ$2,FALSE)<>\"\",VLOOKUP(Map_Gas_Fin[[#This Row],[Measure]],'Measure Descriptions'!$B$10:$H$46,CJ$2,FALSE),\"\"),\"\")","v":""},{"$f":"IF($BA7<>\"\",IF(VLOOKUP(Map_Gas_Fin[[#This Row],[Measure]],'Measure Descriptions'!$B$10:$H$46,CK$2,FALSE)<>\"\",VLOOKUP(Map_Gas_Fin[[#This Row],[Measure]],'Measure Descriptions'!$B$10:$H$46,CK$2,FALSE),\"\"),\"\")","v":""},{"$f":"IF($BA7<>\"\",IF(VLOOKUP(Map_Gas_Fin[[#This Row],[Measure]],'Measure Descriptions'!$B$10:$H$46,CL$2,FALSE)<>\"\",VLOOKUP(Map_Gas_Fin[[#This Row],[Measure]],'Measure Descriptions'!$B$10:$H$46,CL$2,FALSE),\"\"),\"\")","v":""},{"$f":"IF($BA7<>\"\",IF(VLOOKUP(Map_Gas_Fin[[#This Row],[Measure]],'Measure Descriptions'!$B$10:$H$46,CM$2,FALSE)<>\"\",VLOOKUP(Map_Gas_Fin[[#This Row],[Measure]],'Measure Descriptions'!$B$10:$H$46,CM$2,FALSE),\"\"),\"\")","v":""},{"$f":"IF($BA7<>\"\",IF(VLOOKUP(Map_Gas_Fin[[#This Row],[Measure]],'Measure Descriptions'!$B$10:$H$46,CN$2,FALSE)<>\"\",VLOOKUP(Map_Gas_Fin[[#This Row],[Measure]],'Measure Descriptions'!$B$10:$H$46,CN$2,FALSE),\"\"),\"\")","v":""},{"$f":"IF($BA7<>\"\",IF(INDIRECT(\"Measures!\"&CO$2&$BA7)<>\"\",INDIRECT(\"Measures!\"&CO$2&$BA7),\"\"),\"\")","v":""}]
[null,null,"","",{"$f":"IF($B8<>\"\",IF(INDIRECT(\"Measures!\"&E$2&$B8)<>\"\",INDIRECT(\"Measures!\"&E$2&$B8),\"\"),\"\")","v":""},{"$f":"IF($B8<>\"\",IF(INDIRECT(\"Measures!\"&F$2&$B8)<>\"\",INDIRECT(\"Measures!\"&F$2&$B8),\"\"),\"\")","v":""},{"$f":"IF($B8<>\"\",IF(INDIRECT(\"Measures!\"&G$2&$B8)<>\"\",INDIRECT(\"Measures!\"&G$2&$B8),\"\"),\"\")","v":""},{"$f":"IF($B8<>\"\",IF(INDIRECT(\"Measures!\"&H$2&$B8)<>\"\",INDIRECT(\"Measures!\"&H$2&$B8),\"\"),\"\")","v":""},{"$f":"IF($B8<>\"\",IF(INDIRECT(\"Measures!\"&I$2&$B8)<>\"\",INDIRECT(\"Measures!\"&I$2&$B8),\"\"),\"\")","v":""},{"$f":"IF($B8<>\"\",IF(INDIRECT(\"Measures!\"&J$2&$B8)<>\"\",INDIRECT(\"Measures!\"&J$2&$B8),\"\"),\"\")","v":""},{"$f":"IF($B8<>\"\",IF(INDIRECT(\"Measures!\"&K$2&$B8)<>\"\",INDIRECT(\"Measures!\"&K$2&$B8),\"\"),\"\")","v":""},{"$f":"IF($B8<>\"\",IF(INDIRECT(\"Measures!\"&L$2&$B8)<>\"\",INDIRECT(\"Measures!\"&L$2&$B8),\"\"),\"\")","v":""},{"$f":"IF($B8<>\"\",IF(INDIRECT(\"Measures!\"&M$2&$B8)<>\"\",INDIRECT(\"Measures!\"&M$2&$B8),\"\"),\"\")","v":""},{"$f":"IF($B8<>\"\",IF(INDIRECT(\"Measures!\"&N$2&$B8)<>\"\",INDIRECT(\"Measures!\"&N$2&$B8),\"\"),\"\")","v":""},{"$f":"IF($B8<>\"\",IF(INDIRECT(\"Measures!\"&O$2&$B8)<>\"\",INDIRECT(\"Measures!\"&O$2&$B8),\"\"),\"\")","v":""},{"$f":"IF($B8<>\"\",IF(INDIRECT(\"Measures!\"&P$2&$B8)<>\"\",INDIRECT(\"Measures!\"&P$2&$B8),\"\"),\"\")","v":""},{"$f":"IF($B8<>\"\",IF(INDIRECT(\"Measures!\"&Q$2&$B8)<>\"\",INDIRECT(\"Measures!\"&Q$2&$B8),\"\"),\"\")","v":""},{"$f":"IF($B8<>\"\",IF(INDIRECT(\"Measures!\"&R$2&$B8)<>\"\",INDIRECT(\"Measures!\"&R$2&$B8),\"\"),\"\")","v":""},{"$f":"IF($B8<>\"\",IF(INDIRECT(\"Measures!\"&S$2&$B8)<>\"\",INDIRECT(\"Measures!\"&S$2&$B8),\"\"),\"\")","v":""},{"$f":"IF($B8<>\"\",IF(INDIRECT(\"Measures!\"&T$2&$B8)<>\"\",INDIRECT(\"Measures!\"&T$2&$B8),\"\"),\"\")","v":""},{"$f":"IF($B8<>\"\",IF(INDIRECT(\"Measures!\"&U$2&$B8)<>\"\",INDIRECT(\"Measures!\"&U$2&$B8),\"\"),\"\")","v":""},{"$f":"IF($B8<>\"\",IF(INDIRECT(\"Measures!\"&V$2&$B8)<>\"\",INDIRECT(\"Measures!\"&V$2&$B8),\"\"),\"\")","v":""},{"$f":"IF($B8<>\"\",IF(INDIRECT(\"Measures!\"&W$2&$B8)<>\"\",INDIRECT(\"Measures!\"&W$2&$B8),\"\"),\"\")","v":""},{"$f":"IF($B8<>\"\",IF(INDIRECT(\"Measures!\"&X$2&$B8)<>\"\",INDIRECT(\"Measures!\"&X$2&$B8),\"\"),\"\")","v":""},{"$f":"IF($B8<>\"\",IF(INDIRECT(\"Measures!\"&Y$2&$B8)<>\"\",INDIRECT(\"Measures!\"&Y$2&$B8),\"\"),\"\")","v":""},{"$f":"IF($B8<>\"\",IF(INDIRECT(\"Measures!\"&Z$2&$B8)<>\"\",INDIRECT(\"Measures!\"&Z$2&$B8),\"\"),\"\")","v":""},{"$f":"IF($B8<>\"\",IF(INDIRECT(\"Measures!\"&AA$2&$B8)<>\"\",INDIRECT(\"Measures!\"&AA$2&$B8),\"\"),\"\")","v":""},{"$f":"IF($B8<>\"\",IF(INDIRECT(\"Measures!\"&AB$2&$B8)<>\"\",INDIRECT(\"Measures!\"&AB$2&$B8),\"\"),\"\")","v":""},{"$f":"IF($B8<>\"\",IF(INDIRECT(\"Measures!\"&AC$2&$B8)<>\"\",INDIRECT(\"Measures!\"&AC$2&$B8),\"\"),\"\")","v":""},{"$f":"IF($B8<>\"\",IF(INDIRECT(\"Measures!\"&AD$2&$B8)<>\"\",INDIRECT(\"Measures!\"&AD$2&$B8),\"\"),\"\")","v":""},{"$f":"IF($B8<>\"\",IF(INDIRECT(\"Measures!\"&AE$2&$B8)<>\"\",INDIRECT(\"Measures!\"&AE$2&$B8),\"\"),\"\")","v":""},{"$f":"IF($B8<>\"\",IF(INDIRECT(\"Measures!\"&AF$2&$B8)<>\"\",INDIRECT(\"Measures!\"&AF$2&$B8),\"\"),\"\")","v":""},{"$f":"IF($B8<>\"\",IF(INDIRECT(\"Measures!\"&AG$2&$B8)<>\"\",INDIRECT(\"Measures!\"&AG$2&$B8),\"\"),\"\")","v":""},{"$f":"IF($B8<>\"\",IF(INDIRECT(\"Measures!\"&AH$2&$B8)<>\"\",INDIRECT(\"Measures!\"&AH$2&$B8),\"\"),\"\")","v":""},{"$f":"INDEX('Measure Descriptions'!$A$10:$A$46,MATCH(Map_Elec_Fin[[#This Row],[Measure]],'Measure Descriptions'!$B$10:$B$46,0))","v":""},{"$f":"IF($B8<>\"\",IF(VLOOKUP(Map_Elec_Fin[[#This Row],[Measure]],'Measure Descriptions'!$B$10:$H$46,AJ$2,FALSE)<>\"\",VLOOKUP(Map_Elec_Fin[[#This Row],[Measure]],'Measure Descriptions'!$B$10:$H$46,AJ$2,FALSE),\"\"),\"\")","v":""},{"$f":"IF($B8<>\"\",IF(VLOOKUP(Map_Elec_Fin[[#This Row],[Measure]],'Measure Descriptions'!$B$10:$H$46,AK$2,FALSE)<>\"\",VLOOKUP(Map_Elec_Fin[[#This Row],[Measure]],'Measure Descriptions'!$B$10:$H$46,AK$2,FALSE),\"\"),\"\")","v":""},{"$f":"IF($B8<>\"\",IF(VLOOKUP(Map_Elec_Fin[[#This Row],[Measure]],'Measure Descriptions'!$B$10:$H$46,AL$2,FALSE)<>\"\",VLOOKUP(Map_Elec_Fin[[#This Row],[Measure]],'Measure Descriptions'!$B$10:$H$46,AL$2,FALSE),\"\"),\"\")","v":""},{"$f":"IF($B8<>\"\",IF(VLOOKUP(Map_Elec_Fin[[#This Row],[Measure]],'Measure Descriptions'!$B$10:$H$46,AM$2,FALSE)<>\"\",VLOOKUP(Map_Elec_Fin[[#This Row],[Measure]],'Measure Descriptions'!$B$10:$H$46,AM$2,FALSE),\"\"),\"\")","v":""},{"$f":"IF($B8<>\"\",IF(VLOOKUP(Map_Elec_Fin[[#This Row],[Measure]],'Measure Descriptions'!$B$10:$H$46,AN$2,FALSE)<>\"\",VLOOKUP(Map_Elec_Fin[[#This Row],[Measure]],'Measure Descriptions'!$B$10:$H$46,AN$2,FALSE),\"\"),\"\")","v":""},{"$f":"IF($B8<>\"\",IF(VLOOKUP(Map_Elec_Fin[[#This Row],[Measure]],'Measure Descriptions'!$B$10:$H$46,AO$2,FALSE)<>\"\",VLOOKUP(Map_Elec_Fin[[#This Row],[Measure]],'Measure Descriptions'!$B$10:$H$46,AO$2,FALSE),\"\"),\"\")","v":""},{"$f":"IF($B8<>\"\",IF(INDIRECT(\"Measures!\"&AP$2&$B8)<>\"\",INDIRECT(\"Measures!\"&AP$2&$B8),\"\"),\"\")","v":""},null,null,null,null,null,null,null,null,null,null,null,"","",{"$f":"IF($BA8<>\"\",IF(INDIRECT(\"Measures!\"&BD$2&$BA8)<>\"\",INDIRECT(\"Measures!\"&BD$2&$BA8),\"\"),\"\")","v":""},{"$f":"IF($BA8<>\"\",IF(INDIRECT(\"Measures!\"&BE$2&$BA8)<>\"\",INDIRECT(\"Measures!\"&BE$2&$BA8),\"\"),\"\")","v":""},{"$f":"IF($BA8<>\"\",IF(INDIRECT(\"Measures!\"&BF$2&$BA8)<>\"\",INDIRECT(\"Measures!\"&BF$2&$BA8),\"\"),\"\")","v":""},{"$f":"IF($BA8<>\"\",IF(INDIRECT(\"Measures!\"&BG$2&$BA8)<>\"\",INDIRECT(\"Measures!\"&BG$2&$BA8),\"\"),\"\")","v":""},{"$f":"IF($BA8<>\"\",IF(INDIRECT(\"Measures!\"&BH$2&$BA8)<>\"\",INDIRECT(\"Measures!\"&BH$2&$BA8),\"\"),\"\")","v":""},{"$f":"IF($BA8<>\"\",IF(INDIRECT(\"Measures!\"&BI$2&$BA8)<>\"\",INDIRECT(\"Measures!\"&BI$2&$BA8),\"\"),\"\")","v":""},{"$f":"IF($BA8<>\"\",IF(INDIRECT(\"Measures!\"&BJ$2&$BA8)<>\"\",INDIRECT(\"Measures!\"&BJ$2&$BA8),\"\"),\"\")","v":""},{"$f":"IF($BA8<>\"\",IF(INDIRECT(\"Measures!\"&BK$2&$BA8)<>\"\",INDIRECT(\"Measures!\"&BK$2&$BA8),\"\"),\"\")","v":""},{"$f":"IF($BA8<>\"\",IF(INDIRECT(\"Measures!\"&BL$2&$BA8)<>\"\",INDIRECT(\"Measures!\"&BL$2&$BA8),\"\"),\"\")","v":""},{"$f":"IF($BA8<>\"\",IF(INDIRECT(\"Measures!\"&BM$2&$BA8)<>\"\",INDIRECT(\"Measures!\"&BM$2&$BA8),\"\"),\"\")","v":""},{"$f":"IF($BA8<>\"\",IF(INDIRECT(\"Measures!\"&BN$2&$BA8)<>\"\",INDIRECT(\"Measures!\"&BN$2&$BA8),\"\"),\"\")","v":""},{"$f":"IF($BA8<>\"\",IF(INDIRECT(\"Measures!\"&BO$2&$BA8)<>\"\",INDIRECT(\"Measures!\"&BO$2&$BA8),\"\"),\"\")","v":""},{"$f":"IF($BA8<>\"\",IF(INDIRECT(\"Measures!\"&BP$2&$BA8)<>\"\",INDIRECT(\"Measures!\"&BP$2&$BA8),\"\"),\"\")","v":""},{"$f":"IF($BA8<>\"\",IF(INDIRECT(\"Measures!\"&BQ$2&$BA8)<>\"\",INDIRECT(\"Measures!\"&BQ$2&$BA8),\"\"),\"\")","v":""},{"$f":"IF($BA8<>\"\",IF(INDIRECT(\"Measures!\"&BR$2&$BA8)<>\"\",INDIRECT(\"Measures!\"&BR$2&$BA8),\"\"),\"\")","v":""},{"$f":"IF($BA8<>\"\",IF(INDIRECT(\"Measures!\"&BS$2&$BA8)<>\"\",INDIRECT(\"Measures!\"&BS$2&$BA8),\"\"),\"\")","v":""},{"$f":"IF($BA8<>\"\",IF(INDIRECT(\"Measures!\"&BT$2&$BA8)<>\"\",INDIRECT(\"Measures!\"&BT$2&$BA8),\"\"),\"\")","v":""},{"$f":"IF($BA8<>\"\",IF(INDIRECT(\"Measures!\"&BU$2&$BA8)<>\"\",INDIRECT(\"Measures!\"&BU$2&$BA8),\"\"),\"\")","v":""},{"$f":"IF($BA8<>\"\",IF(INDIRECT(\"Measures!\"&BV$2&$BA8)<>\"\",INDIRECT(\"Measures!\"&BV$2&$BA8),\"\"),\"\")","v":""},{"$f":"IF($BA8<>\"\",IF(INDIRECT(\"Measures!\"&BW$2&$BA8)<>\"\",INDIRECT(\"Measures!\"&BW$2&$BA8),\"\"),\"\")","v":""},{"$f":"IF($BA8<>\"\",IF(INDIRECT(\"Measures!\"&BX$2&$BA8)<>\"\",INDIRECT(\"Measures!\"&BX$2&$BA8),\"\"),\"\")","v":""},{"$f":"IF($BA8<>\"\",IF(INDIRECT(\"Measures!\"&BY$2&$BA8)<>\"\",INDIRECT(\"Measures!\"&BY$2&$BA8),\"\"),\"\")","v":""},{"$f":"IF($BA8<>\"\",IF(INDIRECT(\"Measures!\"&BZ$2&$BA8)<>\"\",INDIRECT(\"Measures!\"&BZ$2&$BA8),\"\"),\"\")","v":""},{"$f":"IF($BA8<>\"\",IF(INDIRECT(\"Measures!\"&CA$2&$BA8)<>\"\",INDIRECT(\"Measures!\"&CA$2&$BA8),\"\"),\"\")","v":""},{"$f":"IF($BA8<>\"\",IF(INDIRECT(\"Measures!\"&CB$2&$BA8)<>\"\",INDIRECT(\"Measures!\"&CB$2&$BA8),\"\"),\"\")","v":""},{"$f":"IF($BA8<>\"\",IF(INDIRECT(\"Measures!\"&CC$2&$BA8)<>\"\",INDIRECT(\"Measures!\"&CC$2&$BA8),\"\"),\"\")","v":""},{"$f":"IF($BA8<>\"\",IF(INDIRECT(\"Measures!\"&CD$2&$BA8)<>\"\",INDIRECT(\"Measures!\"&CD$2&$BA8),\"\"),\"\")","v":""},{"$f":"IF($BA8<>\"\",IF(INDIRECT(\"Measures!\"&CE$2&$BA8)<>\"\",INDIRECT(\"Measures!\"&CE$2&$BA8),\"\"),\"\")","v":""},{"$f":"IF($BA8<>\"\",IF(INDIRECT(\"Measures!\"&CF$2&$BA8)<>\"\",INDIRECT(\"Measures!\"&CF$2&$BA8),\"\"),\"\")","v":""},{"$f":"IF($BA8<>\"\",IF(INDIRECT(\"Measures!\"&CG$2&$BA8)<>\"\",INDIRECT(\"Measures!\"&CG$2&$BA8),\"\"),\"\")","v":""},{"$f":"INDEX('Measure Descriptions'!$A$10:$A$46,MATCH(Map_Gas_Fin[[#This Row],[Measure]],'Measure Descriptions'!$B$10:$B$46,0))","v":""},{"$f":"IF($BA8<>\"\",IF(VLOOKUP(Map_Gas_Fin[[#This Row],[Measure]],'Measure Descriptions'!$B$10:$H$46,CI$2,FALSE)<>\"\",VLOOKUP(Map_Gas_Fin[[#This Row],[Measure]],'Measure Descriptions'!$B$10:$H$46,CI$2,FALSE),\"\"),\"\")","v":""},{"$f":"IF($BA8<>\"\",IF(VLOOKUP(Map_Gas_Fin[[#This Row],[Measure]],'Measure Descriptions'!$B$10:$H$46,CJ$2,FALSE)<>\"\",VLOOKUP(Map_Gas_Fin[[#This Row],[Measure]],'Measure Descriptions'!$B$10:$H$46,CJ$2,FALSE),\"\"),\"\")","v":""},{"$f":"IF($BA8<>\"\",IF(VLOOKUP(Map_Gas_Fin[[#This Row],[Measure]],'Measure Descriptions'!$B$10:$H$46,CK$2,FALSE)<>\"\",VLOOKUP(Map_Gas_Fin[[#This Row],[Measure]],'Measure Descriptions'!$B$10:$H$46,CK$2,FALSE),\"\"),\"\")","v":""},{"$f":"IF($BA8<>\"\",IF(VLOOKUP(Map_Gas_Fin[[#This Row],[Measure]],'Measure Descriptions'!$B$10:$H$46,CL$2,FALSE)<>\"\",VLOOKUP(Map_Gas_Fin[[#This Row],[Measure]],'Measure Descriptions'!$B$10:$H$46,CL$2,FALSE),\"\"),\"\")","v":""},{"$f":"IF($BA8<>\"\",IF(VLOOKUP(Map_Gas_Fin[[#This Row],[Measure]],'Measure Descriptions'!$B$10:$H$46,CM$2,FALSE)<>\"\",VLOOKUP(Map_Gas_Fin[[#This Row],[Measure]],'Measure Descriptions'!$B$10:$H$46,CM$2,FALSE),\"\"),\"\")","v":""},{"$f":"IF($BA8<>\"\",IF(VLOOKUP(Map_Gas_Fin[[#This Row],[Measure]],'Measure Descriptions'!$B$10:$H$46,CN$2,FALSE)<>\"\",VLOOKUP(Map_Gas_Fin[[#This Row],[Measure]],'Measure Descriptions'!$B$10:$H$46,CN$2,FALSE),\"\"),\"\")","v":""},{"$f":"IF($BA8<>\"\",IF(INDIRECT(\"Measures!\"&CO$2&$BA8)<>\"\",INDIRECT(\"Measures!\"&CO$2&$BA8),\"\"),\"\")","v":""}]
[null,null,"","",{"$f":"IF($B9<>\"\",IF(INDIRECT(\"Measures!\"&E$2&$B9)<>\"\",INDIRECT(\"Measures!\"&E$2&$B9),\"\"),\"\")","v":""},{"$f":"IF($B9<>\"\",IF(INDIRECT(\"Measures!\"&F$2&$B9)<>\"\",INDIRECT(\"Measures!\"&F$2&$B9),\"\"),\"\")","v":""},{"$f":"IF($B9<>\"\",IF(INDIRECT(\"Measures!\"&G$2&$B9)<>\"\",INDIRECT(\"Measures!\"&G$2&$B9),\"\"),\"\")","v":""},{"$f":"IF($B9<>\"\",IF(INDIRECT(\"Measures!\"&H$2&$B9)<>\"\",INDIRECT(\"Measures!\"&H$2&$B9),\"\"),\"\")","v":""},{"$f":"IF($B9<>\"\",IF(INDIRECT(\"Measures!\"&I$2&$B9)<>\"\",INDIRECT(\"Measures!\"&I$2&$B9),\"\"),\"\")","v":""},{"$f":"IF($B9<>\"\",IF(INDIRECT(\"Measures!\"&J$2&$B9)<>\"\",INDIRECT(\"Measures!\"&J$2&$B9),\"\"),\"\")","v":""},{"$f":"IF($B9<>\"\",IF(INDIRECT(\"Measures!\"&K$2&$B9)<>\"\",INDIRECT(\"Measures!\"&K$2&$B9),\"\"),\"\")","v":""},{"$f":"IF($B9<>\"\",IF(INDIRECT(\"Measures!\"&L$2&$B9)<>\"\",INDIRECT(\"Measures!\"&L$2&$B9),\"\"),\"\")","v":""},{"$f":"IF($B9<>\"\",IF(INDIRECT(\"Measures!\"&M$2&$B9)<>\"\",INDIRECT(\"Measures!\"&M$2&$B9),\"\"),\"\")","v":""},{"$f":"IF($B9<>\"\",IF(INDIRECT(\"Measures!\"&N$2&$B9)<>\"\",INDIRECT(\"Measures!\"&N$2&$B9),\"\"),\"\")","v":""},{"$f":"IF($B9<>\"\",IF(INDIRECT(\"Measures!\"&O$2&$B9)<>\"\",INDIRECT(\"Measures!\"&O$2&$B9),\"\"),\"\")","v":""},{"$f":"IF($B9<>\"\",IF(INDIRECT(\"Measures!\"&P$2&$B9)<>\"\",INDIRECT(\"Measures!\"&P$2&$B9),\"\"),\"\")","v":""},{"$f":"IF($B9<>\"\",IF(INDIRECT(\"Measures!\"&Q$2&$B9)<>\"\",INDIRECT(\"Measures!\"&Q$2&$B9),\"\"),\"\")","v":""},{"$f":"IF($B9<>\"\",IF(INDIRECT(\"Measures!\"&R$2&$B9)<>\"\",INDIRECT(\"Measures!\"&R$2&$B9),\"\"),\"\")","v":""},{"$f":"IF($B9<>\"\",IF(INDIRECT(\"Measures!\"&S$2&$B9)<>\"\",INDIRECT(\"Measures!\"&S$2&$B9),\"\"),\"\")","v":""},{"$f":"IF($B9<>\"\",IF(INDIRECT(\"Measures!\"&T$2&$B9)<>\"\",INDIRECT(\"Measures!\"&T$2&$B9),\"\"),\"\")","v":""},{"$f":"IF($B9<>\"\",IF(INDIRECT(\"Measures!\"&U$2&$B9)<>\"\",INDIRECT(\"Measures!\"&U$2&$B9),\"\"),\"\")","v":""},{"$f":"IF($B9<>\"\",IF(INDIRECT(\"Measures!\"&V$2&$B9)<>\"\",INDIRECT(\"Measures!\"&V$2&$B9),\"\"),\"\")","v":""},{"$f":"IF($B9<>\"\",IF(INDIRECT(\"Measures!\"&W$2&$B9)<>\"\",INDIRECT(\"Measures!\"&W$2&$B9),\"\"),\"\")","v":""},{"$f":"IF($B9<>\"\",IF(INDIRECT(\"Measures!\"&X$2&$B9)<>\"\",INDIRECT(\"Measures!\"&X$2&$B9),\"\"),\"\")","v":""},{"$f":"IF($B9<>\"\",IF(INDIRECT(\"Measures!\"&Y$2&$B9)<>\"\",INDIRECT(\"Measures!\"&Y$2&$B9),\"\"),\"\")","v":""},{"$f":"IF($B9<>\"\",IF(INDIRECT(\"Measures!\"&Z$2&$B9)<>\"\",INDIRECT(\"Measures!\"&Z$2&$B9),\"\"),\"\")","v":""},{"$f":"IF($B9<>\"\",IF(INDIRECT(\"Measures!\"&AA$2&$B9)<>\"\",INDIRECT(\"Measures!\"&AA$2&$B9),\"\"),\"\")","v":""},{"$f":"IF($B9<>\"\",IF(INDIRECT(\"Measures!\"&AB$2&$B9)<>\"\",INDIRECT(\"Measures!\"&AB$2&$B9),\"\"),\"\")","v":""},{"$f":"IF($B9<>\"\",IF(INDIRECT(\"Measures!\"&AC$2&$B9)<>\"\",INDIRECT(\"Measures!\"&AC$2&$B9),\"\"),\"\")","v":""},{"$f":"IF($B9<>\"\",IF(INDIRECT(\"Measures!\"&AD$2&$B9)<>\"\",INDIRECT(\"Measures!\"&AD$2&$B9),\"\"),\"\")","v":""},{"$f":"IF($B9<>\"\",IF(INDIRECT(\"Measures!\"&AE$2&$B9)<>\"\",INDIRECT(\"Measures!\"&AE$2&$B9),\"\"),\"\")","v":""},{"$f":"IF($B9<>\"\",IF(INDIRECT(\"Measures!\"&AF$2&$B9)<>\"\",INDIRECT(\"Measures!\"&AF$2&$B9),\"\"),\"\")","v":""},{"$f":"IF($B9<>\"\",IF(INDIRECT(\"Measures!\"&AG$2&$B9)<>\"\",INDIRECT(\"Measures!\"&AG$2&$B9),\"\"),\"\")","v":""},{"$f":"IF($B9<>\"\",IF(INDIRECT(\"Measures!\"&AH$2&$B9)<>\"\",INDIRECT(\"Measures!\"&AH$2&$B9),\"\"),\"\")","v":""},{"$f":"INDEX('Measure Descriptions'!$A$10:$A$46,MATCH(Map_Elec_Fin[[#This Row],[Measure]],'Measure Descriptions'!$B$10:$B$46,0))","v":""},{"$f":"IF($B9<>\"\",IF(VLOOKUP(Map_Elec_Fin[[#This Row],[Measure]],'Measure Descriptions'!$B$10:$H$46,AJ$2,FALSE)<>\"\",VLOOKUP(Map_Elec_Fin[[#This Row],[Measure]],'Measure Descriptions'!$B$10:$H$46,AJ$2,FALSE),\"\"),\"\")","v":""},{"$f":"IF($B9<>\"\",IF(VLOOKUP(Map_Elec_Fin[[#This Row],[Measure]],'Measure Descriptions'!$B$10:$H$46,AK$2,FALSE)<>\"\",VLOOKUP(Map_Elec_Fin[[#This Row],[Measure]],'Measure Descriptions'!$B$10:$H$46,AK$2,FALSE),\"\"),\"\")","v":""},{"$f":"IF($B9<>\"\",IF(VLOOKUP(Map_Elec_Fin[[#This Row],[Measure]],'Measure Descriptions'!$B$10:$H$46,AL$2,FALSE)<>\"\",VLOOKUP(Map_Elec_Fin[[#This Row],[Measure]],'Measure Descriptions'!$B$10:$H$46,AL$2,FALSE),\"\"),\"\")","v":""},{"$f":"IF($B9<>\"\",IF(VLOOKUP(Map_Elec_Fin[[#This Row],[Measure]],'Measure Descriptions'!$B$10:$H$46,AM$2,FALSE)<>\"\",VLOOKUP(Map_Elec_Fin[[#This Row],[Measure]],'Measure Descriptions'!$B$10:$H$46,AM$2,FALSE),\"\"),\"\")","v":""},{"$f":"IF($B9<>\"\",IF(VLOOKUP(Map_Elec_Fin[[#This Row],[Measure]],'Measure Descriptions'!$B$10:$H$46,AN$2,FALSE)<>\"\",VLOOKUP(Map_Elec_Fin[[#This Row],[Measure]],'Measure Descriptions'!$B$10:$H$46,AN$2,FALSE),\"\"),\"\")","v":""},{"$f":"IF($B9<>\"\",IF(VLOOKUP(Map_Elec_Fin[[#This Row],[Measure]],'Measure Descriptions'!$B$10:$H$46,AO$2,FALSE)<>\"\",VLOOKUP(Map_Elec_Fin[[#This Row],[Measure]],'Measure Descriptions'!$B$10:$H$46,AO$2,FALSE),\"\"),\"\")","v":""},{"$f":"IF($B9<>\"\",IF(INDIRECT(\"Measures!\"&AP$2&$B9)<>\"\",INDIRECT(\"Measures!\"&AP$2&$B9),\"\"),\"\")","v":""},null,null,null,null,null,null,null,null,null,null,null,"","",{"$f":"IF($BA9<>\"\",IF(INDIRECT(\"Measures!\"&BD$2&$BA9)<>\"\",INDIRECT(\"Measures!\"&BD$2&$BA9),\"\"),\"\")","v":""},{"$f":"IF($BA9<>\"\",IF(INDIRECT(\"Measures!\"&BE$2&$BA9)<>\"\",INDIRECT(\"Measures!\"&BE$2&$BA9),\"\"),\"\")","v":""},{"$f":"IF($BA9<>\"\",IF(INDIRECT(\"Measures!\"&BF$2&$BA9)<>\"\",INDIRECT(\"Measures!\"&BF$2&$BA9),\"\"),\"\")","v":""},{"$f":"IF($BA9<>\"\",IF(INDIRECT(\"Measures!\"&BG$2&$BA9)<>\"\",INDIRECT(\"Measures!\"&BG$2&$BA9),\"\"),\"\")","v":""},{"$f":"IF($BA9<>\"\",IF(INDIRECT(\"Measures!\"&BH$2&$BA9)<>\"\",INDIRECT(\"Measures!\"&BH$2&$BA9),\"\"),\"\")","v":""},{"$f":"IF($BA9<>\"\",IF(INDIRECT(\"Measures!\"&BI$2&$BA9)<>\"\",INDIRECT(\"Measures!\"&BI$2&$BA9),\"\"),\"\")","v":""},{"$f":"IF($BA9<>\"\",IF(INDIRECT(\"Measures!\"&BJ$2&$BA9)<>\"\",INDIRECT(\"Measures!\"&BJ$2&$BA9),\"\"),\"\")","v":""},{"$f":"IF($BA9<>\"\",IF(INDIRECT(\"Measures!\"&BK$2&$BA9)<>\"\",INDIRECT(\"Measures!\"&BK$2&$BA9),\"\"),\"\")","v":""},{"$f":"IF($BA9<>\"\",IF(INDIRECT(\"Measures!\"&BL$2&$BA9)<>\"\",INDIRECT(\"Measures!\"&BL$2&$BA9),\"\"),\"\")","v":""},{"$f":"IF($BA9<>\"\",IF(INDIRECT(\"Measures!\"&BM$2&$BA9)<>\"\",INDIRECT(\"Measures!\"&BM$2&$BA9),\"\"),\"\")","v":""},{"$f":"IF($BA9<>\"\",IF(INDIRECT(\"Measures!\"&BN$2&$BA9)<>\"\",INDIRECT(\"Measures!\"&BN$2&$BA9),\"\"),\"\")","v":""},{"$f":"IF($BA9<>\"\",IF(INDIRECT(\"Measures!\"&BO$2&$BA9)<>\"\",INDIRECT(\"Measures!\"&BO$2&$BA9),\"\"),\"\")","v":""},{"$f":"IF($BA9<>\"\",IF(INDIRECT(\"Measures!\"&BP$2&$BA9)<>\"\",INDIRECT(\"Measures!\"&BP$2&$BA9),\"\"),\"\")","v":""},{"$f":"IF($BA9<>\"\",IF(INDIRECT(\"Measures!\"&BQ$2&$BA9)<>\"\",INDIRECT(\"Measures!\"&BQ$2&$BA9),\"\"),\"\")","v":""},{"$f":"IF($BA9<>\"\",IF(INDIRECT(\"Measures!\"&BR$2&$BA9)<>\"\",INDIRECT(\"Measures!\"&BR$2&$BA9),\"\"),\"\")","v":""},{"$f":"IF($BA9<>\"\",IF(INDIRECT(\"Measures!\"&BS$2&$BA9)<>\"\",INDIRECT(\"Measures!\"&BS$2&$BA9),\"\"),\"\")","v":""},{"$f":"IF($BA9<>\"\",IF(INDIRECT(\"Measures!\"&BT$2&$BA9)<>\"\",INDIRECT(\"Measures!\"&BT$2&$BA9),\"\"),\"\")","v":""},{"$f":"IF($BA9<>\"\",IF(INDIRECT(\"Measures!\"&BU$2&$BA9)<>\"\",INDIRECT(\"Measures!\"&BU$2&$BA9),\"\"),\"\")","v":""},{"$f":"IF($BA9<>\"\",IF(INDIRECT(\"Measures!\"&BV$2&$BA9)<>\"\",INDIRECT(\"Measures!\"&BV$2&$BA9),\"\"),\"\")","v":""},{"$f":"IF($BA9<>\"\",IF(INDIRECT(\"Measures!\"&BW$2&$BA9)<>\"\",INDIRECT(\"Measures!\"&BW$2&$BA9),\"\"),\"\")","v":""},{"$f":"IF($BA9<>\"\",IF(INDIRECT(\"Measures!\"&BX$2&$BA9)<>\"\",INDIRECT(\"Measures!\"&BX$2&$BA9),\"\"),\"\")","v":""},{"$f":"IF($BA9<>\"\",IF(INDIRECT(\"Measures!\"&BY$2&$BA9)<>\"\",INDIRECT(\"Measures!\"&BY$2&$BA9),\"\"),\"\")","v":""},{"$f":"IF($BA9<>\"\",IF(INDIRECT(\"Measures!\"&BZ$2&$BA9)<>\"\",INDIRECT(\"Measures!\"&BZ$2&$BA9),\"\"),\"\")","v":""},{"$f":"IF($BA9<>\"\",IF(INDIRECT(\"Measures!\"&CA$2&$BA9)<>\"\",INDIRECT(\"Measures!\"&CA$2&$BA9),\"\"),\"\")","v":""},{"$f":"IF($BA9<>\"\",IF(INDIRECT(\"Measures!\"&CB$2&$BA9)<>\"\",INDIRECT(\"Measures!\"&CB$2&$BA9),\"\"),\"\")","v":""},{"$f":"IF($BA9<>\"\",IF(INDIRECT(\"Measures!\"&CC$2&$BA9)<>\"\",INDIRECT(\"Measures!\"&CC$2&$BA9),\"\"),\"\")","v":""},{"$f":"IF($BA9<>\"\",IF(INDIRECT(\"Measures!\"&CD$2&$BA9)<>\"\",INDIRECT(\"Measures!\"&CD$2&$BA9),\"\"),\"\")","v":""},{"$f":"IF($BA9<>\"\",IF(INDIRECT(\"Measures!\"&CE$2&$BA9)<>\"\",INDIRECT(\"Measures!\"&CE$2&$BA9),\"\"),\"\")","v":""},{"$f":"IF($BA9<>\"\",IF(INDIRECT(\"Measures!\"&CF$2&$BA9)<>\"\",INDIRECT(\"Measures!\"&CF$2&$BA9),\"\"),\"\")","v":""},{"$f":"IF($BA9<>\"\",IF(INDIRECT(\"Measures!\"&CG$2&$BA9)<>\"\",INDIRECT(\"Measures!\"&CG$2&$BA9),\"\"),\"\")","v":""},{"$f":"INDEX('Measure Descriptions'!$A$10:$A$46,MATCH(Map_Gas_Fin[[#This Row],[Measure]],'Measure Descriptions'!$B$10:$B$46,0))","v":""},{"$f":"IF($BA9<>\"\",IF(VLOOKUP(Map_Gas_Fin[[#This Row],[Measure]],'Measure Descriptions'!$B$10:$H$46,CI$2,FALSE)<>\"\",VLOOKUP(Map_Gas_Fin[[#This Row],[Measure]],'Measure Descriptions'!$B$10:$H$46,CI$2,FALSE),\"\"),\"\")","v":""},{"$f":"IF($BA9<>\"\",IF(VLOOKUP(Map_Gas_Fin[[#This Row],[Measure]],'Measure Descriptions'!$B$10:$H$46,CJ$2,FALSE)<>\"\",VLOOKUP(Map_Gas_Fin[[#This Row],[Measure]],'Measure Descriptions'!$B$10:$H$46,CJ$2,FALSE),\"\"),\"\")","v":""},{"$f":"IF($BA9<>\"\",IF(VLOOKUP(Map_Gas_Fin[[#This Row],[Measure]],'Measure Descriptions'!$B$10:$H$46,CK$2,FALSE)<>\"\",VLOOKUP(Map_Gas_Fin[[#This Row],[Measure]],'Measure Descriptions'!$B$10:$H$46,CK$2,FALSE),\"\"),\"\")","v":""},{"$f":"IF($BA9<>\"\",IF(VLOOKUP(Map_Gas_Fin[[#This Row],[Measure]],'Measure Descriptions'!$B$10:$H$46,CL$2,FALSE)<>\"\",VLOOKUP(Map_Gas_Fin[[#This Row],[Measure]],'Measure Descriptions'!$B$10:$H$46,CL$2,FALSE),\"\"),\"\")","v":""},{"$f":"IF($BA9<>\"\",IF(VLOOKUP(Map_Gas_Fin[[#This Row],[Measure]],'Measure Descriptions'!$B$10:$H$46,CM$2,FALSE)<>\"\",VLOOKUP(Map_Gas_Fin[[#This Row],[Measure]],'Measure Descriptions'!$B$10:$H$46,CM$2,FALSE),\"\"),\"\")","v":""},{"$f":"IF($BA9<>\"\",IF(VLOOKUP(Map_Gas_Fin[[#This Row],[Measure]],'Measure Descriptions'!$B$10:$H$46,CN$2,FALSE)<>\"\",VLOOKUP(Map_Gas_Fin[[#This Row],[Measure]],'Measure Descriptions'!$B$10:$H$46,CN$2,FALSE),\"\"),\"\")","v":""},{"$f":"IF($BA9<>\"\",IF(INDIRECT(\"Measures!\"&CO$2&$BA9)<>\"\",INDIRECT(\"Measures!\"&CO$2&$BA9),\"\"),\"\")","v":""}]
[null,null,"","",{"$f":"IF($B10<>\"\",IF(INDIRECT(\"Measures!\"&E$2&$B10)<>\"\",INDIRECT(\"Measures!\"&E$2&$B10),\"\"),\"\")","v":""},{"$f":"IF($B10<>\"\",IF(INDIRECT(\"Measures!\"&F$2&$B10)<>\"\",INDIRECT(\"Measures!\"&F$2&$B10),\"\"),\"\")","v":""},{"$f":"IF($B10<>\"\",IF(INDIRECT(\"Measures!\"&G$2&$B10)<>\"\",INDIRECT(\"Measures!\"&G$2&$B10),\"\"),\"\")","v":""},{"$f":"IF($B10<>\"\",IF(INDIRECT(\"Measures!\"&H$2&$B10)<>\"\",INDIRECT(\"Measures!\"&H$2&$B10),\"\"),\"\")","v":""},{"$f":"IF($B10<>\"\",IF(INDIRECT(\"Measures!\"&I$2&$B10)<>\"\",INDIRECT(\"Measures!\"&I$2&$B10),\"\"),\"\")","v":""},{"$f":"IF($B10<>\"\",IF(INDIRECT(\"Measures!\"&J$2&$B10)<>\"\",INDIRECT(\"Measures!\"&J$2&$B10),\"\"),\"\")","v":""},{"$f":"IF($B10<>\"\",IF(INDIRECT(\"Measures!\"&K$2&$B10)<>\"\",INDIRECT(\"Measures!\"&K$2&$B10),\"\"),\"\")","v":""},{"$f":"IF($B10<>\"\",IF(INDIRECT(\"Measures!\"&L$2&$B10)<>\"\",INDIRECT(\"Measures!\"&L$2&$B10),\"\"),\"\")","v":""},{"$f":"IF($B10<>\"\",IF(INDIRECT(\"Measures!\"&M$2&$B10)<>\"\",INDIRECT(\"Measures!\"&M$2&$B10),\"\"),\"\")","v":""},{"$f":"IF($B10<>\"\",IF(INDIRECT(\"Measures!\"&N$2&$B10)<>\"\",INDIRECT(\"Measures!\"&N$2&$B10),\"\"),\"\")","v":""},{"$f":"IF($B10<>\"\",IF(INDIRECT(\"Measures!\"&O$2&$B10)<>\"\",INDIRECT(\"Measures!\"&O$2&$B10),\"\"),\"\")","v":""},{"$f":"IF($B10<>\"\",IF(INDIRECT(\"Measures!\"&P$2&$B10)<>\"\",INDIRECT(\"Measures!\"&P$2&$B10),\"\"),\"\")","v":""},{"$f":"IF($B10<>\"\",IF(INDIRECT(\"Measures!\"&Q$2&$B10)<>\"\",INDIRECT(\"Measures!\"&Q$2&$B10),\"\"),\"\")","v":""},{"$f":"IF($B10<>\"\",IF(INDIRECT(\"Measures!\"&R$2&$B10)<>\"\",INDIRECT(\"Measures!\"&R$2&$B10),\"\"),\"\")","v":""},{"$f":"IF($B10<>\"\",IF(INDIRECT(\"Measures!\"&S$2&$B10)<>\"\",INDIRECT(\"Measures!\"&S$2&$B10),\"\"),\"\")","v":""},{"$f":"IF($B10<>\"\",IF(INDIRECT(\"Measures!\"&T$2&$B10)<>\"\",INDIRECT(\"Measures!\"&T$2&$B10),\"\"),\"\")","v":""},{"$f":"IF($B10<>\"\",IF(INDIRECT(\"Measures!\"&U$2&$B10)<>\"\",INDIRECT(\"Measures!\"&U$2&$B10),\"\"),\"\")","v":""},{"$f":"IF($B10<>\"\",IF(INDIRECT(\"Measures!\"&V$2&$B10)<>\"\",INDIRECT(\"Measures!\"&V$2&$B10),\"\"),\"\")","v":""},{"$f":"IF($B10<>\"\",IF(INDIRECT(\"Measures!\"&W$2&$B10)<>\"\",INDIRECT(\"Measures!\"&W$2&$B10),\"\"),\"\")","v":""},{"$f":"IF($B10<>\"\",IF(INDIRECT(\"Measures!\"&X$2&$B10)<>\"\",INDIRECT(\"Measures!\"&X$2&$B10),\"\"),\"\")","v":""},{"$f":"IF($B10<>\"\",IF(INDIRECT(\"Measures!\"&Y$2&$B10)<>\"\",INDIRECT(\"Measures!\"&Y$2&$B10),\"\"),\"\")","v":""},{"$f":"IF($B10<>\"\",IF(INDIRECT(\"Measures!\"&Z$2&$B10)<>\"\",INDIRECT(\"Measures!\"&Z$2&$B10),\"\"),\"\")","v":""},{"$f":"IF($B10<>\"\",IF(INDIRECT(\"Measures!\"&AA$2&$B10)<>\"\",INDIRECT(\"Measures!\"&AA$2&$B10),\"\"),\"\")","v":""},{"$f":"IF($B10<>\"\",IF(INDIRECT(\"Measures!\"&AB$2&$B10)<>\"\",INDIRECT(\"Measures!\"&AB$2&$B10),\"\"),\"\")","v":""},{"$f":"IF($B10<>\"\",IF(INDIRECT(\"Measures!\"&AC$2&$B10)<>\"\",INDIRECT(\"Measures!\"&AC$2&$B10),\"\"),\"\")","v":""},{"$f":"IF($B10<>\"\",IF(INDIRECT(\"Measures!\"&AD$2&$B10)<>\"\",INDIRECT(\"Measures!\"&AD$2&$B10),\"\"),\"\")","v":""},{"$f":"IF($B10<>\"\",IF(INDIRECT(\"Measures!\"&AE$2&$B10)<>\"\",INDIRECT(\"Measures!\"&AE$2&$B10),\"\"),\"\")","v":""},{"$f":"IF($B10<>\"\",IF(INDIRECT(\"Measures!\"&AF$2&$B10)<>\"\",INDIRECT(\"Measures!\"&AF$2&$B10),\"\"),\"\")","v":""},{"$f":"IF($B10<>\"\",IF(INDIRECT(\"Measures!\"&AG$2&$B10)<>\"\",INDIRECT(\"Measures!\"&AG$2&$B10),\"\"),\"\")","v":""},{"$f":"IF($B10<>\"\",IF(INDIRECT(\"Measures!\"&AH$2&$B10)<>\"\",INDIRECT(\"Measures!\"&AH$2&$B10),\"\"),\"\")","v":""},{"$f":"INDEX('Measure Descriptions'!$A$10:$A$46,MATCH(Map_Elec_Fin[[#This Row],[Measure]],'Measure Descriptions'!$B$10:$B$46,0))","v":""},{"$f":"IF($B10<>\"\",IF(VLOOKUP(Map_Elec_Fin[[#This Row],[Measure]],'Measure Descriptions'!$B$10:$H$46,AJ$2,FALSE)<>\"\",VLOOKUP(Map_Elec_Fin[[#This Row],[Measure]],'Measure Descriptions'!$B$10:$H$46,AJ$2,FALSE),\"\"),\"\")","v":""},{"$f":"IF($B10<>\"\",IF(VLOOKUP(Map_Elec_Fin[[#This Row],[Measure]],'Measure Descriptions'!$B$10:$H$46,AK$2,FALSE)<>\"\",VLOOKUP(Map_Elec_Fin[[#This Row],[Measure]],'Measure Descriptions'!$B$10:$H$46,AK$2,FALSE),\"\"),\"\")","v":""},{"$f":"IF($B10<>\"\",IF(VLOOKUP(Map_Elec_Fin[[#This Row],[Measure]],'Measure Descriptions'!$B$10:$H$46,AL$2,FALSE)<>\"\",VLOOKUP(Map_Elec_Fin[[#This Row],[Measure]],'Measure Descriptions'!$B$10:$H$46,AL$2,FALSE),\"\"),\"\")","v":""},{"$f":"IF($B10<>\"\",IF(VLOOKUP(Map_Elec_Fin[[#This Row],[Measure]],'Measure Descriptions'!$B$10:$H$46,AM$2,FALSE)<>\"\",VLOOKUP(Map_Elec_Fin[[#This Row],[Measure]],'Measure Descriptions'!$B$10:$H$46,AM$2,FALSE),\"\"),\"\")","v":""},{"$f":"IF($B10<>\"\",IF(VLOOKUP(Map_Elec_Fin[[#This Row],[Measure]],'Measure Descriptions'!$B$10:$H$46,AN$2,FALSE)<>\"\",VLOOKUP(Map_Elec_Fin[[#This Row],[Measure]],'Measure Descriptions'!$B$10:$H$46,AN$2,FALSE),\"\"),\"\")","v":""},{"$f":"IF($B10<>\"\",IF(VLOOKUP(Map_Elec_Fin[[#This Row],[Measure]],'Measure Descriptions'!$B$10:$H$46,AO$2,FALSE)<>\"\",VLOOKUP(Map_Elec_Fin[[#This Row],[Measure]],'Measure Descriptions'!$B$10:$H$46,AO$2,FALSE),\"\"),\"\")","v":""},{"$f":"IF($B10<>\"\",IF(INDIRECT(\"Measures!\"&AP$2&$B10)<>\"\",INDIRECT(\"Measures!\"&AP$2&$B10),\"\"),\"\")","v":""},null,null,null,null,null,null,null,null,null,null,null,"","",{"$f":"IF($BA10<>\"\",IF(INDIRECT(\"Measures!\"&BD$2&$BA10)<>\"\",INDIRECT(\"Measures!\"&BD$2&$BA10),\"\"),\"\")","v":""},{"$f":"IF($BA10<>\"\",IF(INDIRECT(\"Measures!\"&BE$2&$BA10)<>\"\",INDIRECT(\"Measures!\"&BE$2&$BA10),\"\"),\"\")","v":""},{"$f":"IF($BA10<>\"\",IF(INDIRECT(\"Measures!\"&BF$2&$BA10)<>\"\",INDIRECT(\"Measures!\"&BF$2&$BA10),\"\"),\"\")","v":""},{"$f":"IF($BA10<>\"\",IF(INDIRECT(\"Measures!\"&BG$2&$BA10)<>\"\",INDIRECT(\"Measures!\"&BG$2&$BA10),\"\"),\"\")","v":""},{"$f":"IF($BA10<>\"\",IF(INDIRECT(\"Measures!\"&BH$2&$BA10)<>\"\",INDIRECT(\"Measures!\"&BH$2&$BA10),\"\"),\"\")","v":""},{"$f":"IF($BA10<>\"\",IF(INDIRECT(\"Measures!\"&BI$2&$BA10)<>\"\",INDIRECT(\"Measures!\"&BI$2&$BA10),\"\"),\"\")","v":""},{"$f":"IF($BA10<>\"\",IF(INDIRECT(\"Measures!\"&BJ$2&$BA10)<>\"\",INDIRECT(\"Measures!\"&BJ$2&$BA10),\"\"),\"\")","v":""},{"$f":"IF($BA10<>\"\",IF(INDIRECT(\"Measures!\"&BK$2&$BA10)<>\"\",INDIRECT(\"Measures!\"&BK$2&$BA10),\"\"),\"\")","v":""},{"$f":"IF($BA10<>\"\",IF(INDIRECT(\"Measures!\"&BL$2&$BA10)<>\"\",INDIRECT(\"Measures!\"&BL$2&$BA10),\"\"),\"\")","v":""},{"$f":"IF($BA10<>\"\",IF(INDIRECT(\"Measures!\"&BM$2&$BA10)<>\"\",INDIRECT(\"Measures!\"&BM$2&$BA10),\"\"),\"\")","v":""},{"$f":"IF($BA10<>\"\",IF(INDIRECT(\"Measures!\"&BN$2&$BA10)<>\"\",INDIRECT(\"Measures!\"&BN$2&$BA10),\"\"),\"\")","v":""},{"$f":"IF($BA10<>\"\",IF(INDIRECT(\"Measures!\"&BO$2&$BA10)<>\"\",INDIRECT(\"Measures!\"&BO$2&$BA10),\"\"),\"\")","v":""},{"$f":"IF($BA10<>\"\",IF(INDIRECT(\"Measures!\"&BP$2&$BA10)<>\"\",INDIRECT(\"Measures!\"&BP$2&$BA10),\"\"),\"\")","v":""},{"$f":"IF($BA10<>\"\",IF(INDIRECT(\"Measures!\"&BQ$2&$BA10)<>\"\",INDIRECT(\"Measures!\"&BQ$2&$BA10),\"\"),\"\")","v":""},{"$f":"IF($BA10<>\"\",IF(INDIRECT(\"Measures!\"&BR$2&$BA10)<>\"\",INDIRECT(\"Measures!\"&BR$2&$BA10),\"\"),\"\")","v":""},{"$f":"IF($BA10<>\"\",IF(INDIRECT(\"Measures!\"&BS$2&$BA10)<>\"\",INDIRECT(\"Measures!\"&BS$2&$BA10),\"\"),\"\")","v":""},{"$f":"IF($BA10<>\"\",IF(INDIRECT(\"Measures!\"&BT$2&$BA10)<>\"\",INDIRECT(\"Measures!\"&BT$2&$BA10),\"\"),\"\")","v":""},{"$f":"IF($BA10<>\"\",IF(INDIRECT(\"Measures!\"&BU$2&$BA10)<>\"\",INDIRECT(\"Measures!\"&BU$2&$BA10),\"\"),\"\")","v":""},{"$f":"IF($BA10<>\"\",IF(INDIRECT(\"Measures!\"&BV$2&$BA10)<>\"\",INDIRECT(\"Measures!\"&BV$2&$BA10),\"\"),\"\")","v":""},{"$f":"IF($BA10<>\"\",IF(INDIRECT(\"Measures!\"&BW$2&$BA10)<>\"\",INDIRECT(\"Measures!\"&BW$2&$BA10),\"\"),\"\")","v":""},{"$f":"IF($BA10<>\"\",IF(INDIRECT(\"Measures!\"&BX$2&$BA10)<>\"\",INDIRECT(\"Measures!\"&BX$2&$BA10),\"\"),\"\")","v":""},{"$f":"IF($BA10<>\"\",IF(INDIRECT(\"Measures!\"&BY$2&$BA10)<>\"\",INDIRECT(\"Measures!\"&BY$2&$BA10),\"\"),\"\")","v":""},{"$f":"IF($BA10<>\"\",IF(INDIRECT(\"Measures!\"&BZ$2&$BA10)<>\"\",INDIRECT(\"Measures!\"&BZ$2&$BA10),\"\"),\"\")","v":""},{"$f":"IF($BA10<>\"\",IF(INDIRECT(\"Measures!\"&CA$2&$BA10)<>\"\",INDIRECT(\"Measures!\"&CA$2&$BA10),\"\"),\"\")","v":""},{"$f":"IF($BA10<>\"\",IF(INDIRECT(\"Measures!\"&CB$2&$BA10)<>\"\",INDIRECT(\"Measures!\"&CB$2&$BA10),\"\"),\"\")","v":""},{"$f":"IF($BA10<>\"\",IF(INDIRECT(\"Measures!\"&CC$2&$BA10)<>\"\",INDIRECT(\"Measures!\"&CC$2&$BA10),\"\"),\"\")","v":""},{"$f":"IF($BA10<>\"\",IF(INDIRECT(\"Measures!\"&CD$2&$BA10)<>\"\",INDIRECT(\"Measures!\"&CD$2&$BA10),\"\"),\"\")","v":""},{"$f":"IF($BA10<>\"\",IF(INDIRECT(\"Measures!\"&CE$2&$BA10)<>\"\",INDIRECT(\"Measures!\"&CE$2&$BA10),\"\"),\"\")","v":""},{"$f":"IF($BA10<>\"\",IF(INDIRECT(\"Measures!\"&CF$2&$BA10)<>\"\",INDIRECT(\"Measures!\"&CF$2&$BA10),\"\"),\"\")","v":""},{"$f":"IF($BA10<>\"\",IF(INDIRECT(\"Measures!\"&CG$2&$BA10)<>\"\",INDIRECT(\"Measures!\"&CG$2&$BA10),\"\"),\"\")","v":""},{"$f":"INDEX('Measure Descriptions'!$A$10:$A$46,MATCH(Map_Gas_Fin[[#This Row],[Measure]],'Measure Descriptions'!$B$10:$B$46,0))","v":""},{"$f":"IF($BA10<>\"\",IF(VLOOKUP(Map_Gas_Fin[[#This Row],[Measure]],'Measure Descriptions'!$B$10:$H$46,CI$2,FALSE)<>\"\",VLOOKUP(Map_Gas_Fin[[#This Row],[Measure]],'Measure Descriptions'!$B$10:$H$46,CI$2,FALSE),\"\"),\"\")","v":""},{"$f":"IF($BA10<>\"\",IF(VLOOKUP(Map_Gas_Fin[[#This Row],[Measure]],'Measure Descriptions'!$B$10:$H$46,CJ$2,FALSE)<>\"\",VLOOKUP(Map_Gas_Fin[[#This Row],[Measure]],'Measure Descriptions'!$B$10:$H$46,CJ$2,FALSE),\"\"),\"\")","v":""},{"$f":"IF($BA10<>\"\",IF(VLOOKUP(Map_Gas_Fin[[#This Row],[Measure]],'Measure Descriptions'!$B$10:$H$46,CK$2,FALSE)<>\"\",VLOOKUP(Map_Gas_Fin[[#This Row],[Measure]],'Measure Descriptions'!$B$10:$H$46,CK$2,FALSE),\"\"),\"\")","v":""},{"$f":"IF($BA10<>\"\",IF(VLOOKUP(Map_Gas_Fin[[#This Row],[Measure]],'Measure Descriptions'!$B$10:$H$46,CL$2,FALSE)<>\"\",VLOOKUP(Map_Gas_Fin[[#This Row],[Measure]],'Measure Descriptions'!$B$10:$H$46,CL$2,FALSE),\"\"),\"\")","v":""},{"$f":"IF($BA10<>\"\",IF(VLOOKUP(Map_Gas_Fin[[#This Row],[Measure]],'Measure Descriptions'!$B$10:$H$46,CM$2,FALSE)<>\"\",VLOOKUP(Map_Gas_Fin[[#This Row],[Measure]],'Measure Descriptions'!$B$10:$H$46,CM$2,FALSE),\"\"),\"\")","v":""},{"$f":"IF($BA10<>\"\",IF(VLOOKUP(Map_Gas_Fin[[#This Row],[Measure]],'Measure Descriptions'!$B$10:$H$46,CN$2,FALSE)<>\"\",VLOOKUP(Map_Gas_Fin[[#This Row],[Measure]],'Measure Descriptions'!$B$10:$H$46,CN$2,FALSE),\"\"),\"\")","v":""},{"$f":"IF($BA10<>\"\",IF(INDIRECT(\"Measures!\"&CO$2&$BA10)<>\"\",INDIRECT(\"Measures!\"&CO$2&$BA10),\"\"),\"\")","v":""}]
[null,null,"","",{"$f":"IF($B11<>\"\",IF(INDIRECT(\"Measures!\"&E$2&$B11)<>\"\",INDIRECT(\"Measures!\"&E$2&$B11),\"\"),\"\")","v":""},{"$f":"IF($B11<>\"\",IF(INDIRECT(\"Measures!\"&F$2&$B11)<>\"\",INDIRECT(\"Measures!\"&F$2&$B11),\"\"),\"\")","v":""},{"$f":"IF($B11<>\"\",IF(INDIRECT(\"Measures!\"&G$2&$B11)<>\"\",INDIRECT(\"Measures!\"&G$2&$B11),\"\"),\"\")","v":""},{"$f":"IF($B11<>\"\",IF(INDIRECT(\"Measures!\"&H$2&$B11)<>\"\",INDIRECT(\"Measures!\"&H$2&$B11),\"\"),\"\")","v":""},{"$f":"IF($B11<>\"\",IF(INDIRECT(\"Measures!\"&I$2&$B11)<>\"\",INDIRECT(\"Measures!\"&I$2&$B11),\"\"),\"\")","v":""},{"$f":"IF($B11<>\"\",IF(INDIRECT(\"Measures!\"&J$2&$B11)<>\"\",INDIRECT(\"Measures!\"&J$2&$B11),\"\"),\"\")","v":""},{"$f":"IF($B11<>\"\",IF(INDIRECT(\"Measures!\"&K$2&$B11)<>\"\",INDIRECT(\"Measures!\"&K$2&$B11),\"\"),\"\")","v":""},{"$f":"IF($B11<>\"\",IF(INDIRECT(\"Measures!\"&L$2&$B11)<>\"\",INDIRECT(\"Measures!\"&L$2&$B11),\"\"),\"\")","v":""},{"$f":"IF($B11<>\"\",IF(INDIRECT(\"Measures!\"&M$2&$B11)<>\"\",INDIRECT(\"Measures!\"&M$2&$B11),\"\"),\"\")","v":""},{"$f":"IF($B11<>\"\",IF(INDIRECT(\"Measures!\"&N$2&$B11)<>\"\",INDIRECT(\"Measures!\"&N$2&$B11),\"\"),\"\")","v":""},{"$f":"IF($B11<>\"\",IF(INDIRECT(\"Measures!\"&O$2&$B11)<>\"\",INDIRECT(\"Measures!\"&O$2&$B11),\"\"),\"\")","v":""},{"$f":"IF($B11<>\"\",IF(INDIRECT(\"Measures!\"&P$2&$B11)<>\"\",INDIRECT(\"Measures!\"&P$2&$B11),\"\"),\"\")","v":""},{"$f":"IF($B11<>\"\",IF(INDIRECT(\"Measures!\"&Q$2&$B11)<>\"\",INDIRECT(\"Measures!\"&Q$2&$B11),\"\"),\"\")","v":""},{"$f":"IF($B11<>\"\",IF(INDIRECT(\"Measures!\"&R$2&$B11)<>\"\",INDIRECT(\"Measures!\"&R$2&$B11),\"\"),\"\")","v":""},{"$f":"IF($B11<>\"\",IF(INDIRECT(\"Measures!\"&S$2&$B11)<>\"\",INDIRECT(\"Measures!\"&S$2&$B11),\"\"),\"\")","v":""},{"$f":"IF($B11<>\"\",IF(INDIRECT(\"Measures!\"&T$2&$B11)<>\"\",INDIRECT(\"Measures!\"&T$2&$B11),\"\"),\"\")","v":""},{"$f":"IF($B11<>\"\",IF(INDIRECT(\"Measures!\"&U$2&$B11)<>\"\",INDIRECT(\"Measures!\"&U$2&$B11),\"\"),\"\")","v":""},{"$f":"IF($B11<>\"\",IF(INDIRECT(\"Measures!\"&V$2&$B11)<>\"\",INDIRECT(\"Measures!\"&V$2&$B11),\"\"),\"\")","v":""},{"$f":"IF($B11<>\"\",IF(INDIRECT(\"Measures!\"&W$2&$B11)<>\"\",INDIRECT(\"Measures!\"&W$2&$B11),\"\"),\"\")","v":""},{"$f":"IF($B11<>\"\",IF(INDIRECT(\"Measures!\"&X$2&$B11)<>\"\",INDIRECT(\"Measures!\"&X$2&$B11),\"\"),\"\")","v":""},{"$f":"IF($B11<>\"\",IF(INDIRECT(\"Measures!\"&Y$2&$B11)<>\"\",INDIRECT(\"Measures!\"&Y$2&$B11),\"\"),\"\")","v":""},{"$f":"IF($B11<>\"\",IF(INDIRECT(\"Measures!\"&Z$2&$B11)<>\"\",INDIRECT(\"Measures!\"&Z$2&$B11),\"\"),\"\")","v":""},{"$f":"IF($B11<>\"\",IF(INDIRECT(\"Measures!\"&AA$2&$B11)<>\"\",INDIRECT(\"Measures!\"&AA$2&$B11),\"\"),\"\")","v":""},{"$f":"IF($B11<>\"\",IF(INDIRECT(\"Measures!\"&AB$2&$B11)<>\"\",INDIRECT(\"Measures!\"&AB$2&$B11),\"\"),\"\")","v":""},{"$f":"IF($B11<>\"\",IF(INDIRECT(\"Measures!\"&AC$2&$B11)<>\"\",INDIRECT(\"Measures!\"&AC$2&$B11),\"\"),\"\")","v":""},{"$f":"IF($B11<>\"\",IF(INDIRECT(\"Measures!\"&AD$2&$B11)<>\"\",INDIRECT(\"Measures!\"&AD$2&$B11),\"\"),\"\")","v":""},{"$f":"IF($B11<>\"\",IF(INDIRECT(\"Measures!\"&AE$2&$B11)<>\"\",INDIRECT(\"Measures!\"&AE$2&$B11),\"\"),\"\")","v":""},{"$f":"IF($B11<>\"\",IF(INDIRECT(\"Measures!\"&AF$2&$B11)<>\"\",INDIRECT(\"Measures!\"&AF$2&$B11),\"\"),\"\")","v":""},{"$f":"IF($B11<>\"\",IF(INDIRECT(\"Measures!\"&AG$2&$B11)<>\"\",INDIRECT(\"Measures!\"&AG$2&$B11),\"\"),\"\")","v":""},{"$f":"IF($B11<>\"\",IF(INDIRECT(\"Measures!\"&AH$2&$B11)<>\"\",INDIRECT(\"Measures!\"&AH$2&$B11),\"\"),\"\")","v":""},{"$f":"INDEX('Measure Descriptions'!$A$10:$A$46,MATCH(Map_Elec_Fin[[#This Row],[Measure]],'Measure Descriptions'!$B$10:$B$46,0))","v":""},{"$f":"IF($B11<>\"\",IF(VLOOKUP(Map_Elec_Fin[[#This Row],[Measure]],'Measure Descriptions'!$B$10:$H$46,AJ$2,FALSE)<>\"\",VLOOKUP(Map_Elec_Fin[[#This Row],[Measure]],'Measure Descriptions'!$B$10:$H$46,AJ$2,FALSE),\"\"),\"\")","v":""},{"$f":"IF($B11<>\"\",IF(VLOOKUP(Map_Elec_Fin[[#This Row],[Measure]],'Measure Descriptions'!$B$10:$H$46,AK$2,FALSE)<>\"\",VLOOKUP(Map_Elec_Fin[[#This Row],[Measure]],'Measure Descriptions'!$B$10:$H$46,AK$2,FALSE),\"\"),\"\")","v":""},{"$f":"IF($B11<>\"\",IF(VLOOKUP(Map_Elec_Fin[[#This Row],[Measure]],'Measure Descriptions'!$B$10:$H$46,AL$2,FALSE)<>\"\",VLOOKUP(Map_Elec_Fin[[#This Row],[Measure]],'Measure Descriptions'!$B$10:$H$46,AL$2,FALSE),\"\"),\"\")","v":""},{"$f":"IF($B11<>\"\",IF(VLOOKUP(Map_Elec_Fin[[#This Row],[Measure]],'Measure Descriptions'!$B$10:$H$46,AM$2,FALSE)<>\"\",VLOOKUP(Map_Elec_Fin[[#This Row],[Measure]],'Measure Descriptions'!$B$10:$H$46,AM$2,FALSE),\"\"),\"\")","v":""},{"$f":"IF($B11<>\"\",IF(VLOOKUP(Map_Elec_Fin[[#This Row],[Measure]],'Measure Descriptions'!$B$10:$H$46,AN$2,FALSE)<>\"\",VLOOKUP(Map_Elec_Fin[[#This Row],[Measure]],'Measure Descriptions'!$B$10:$H$46,AN$2,FALSE),\"\"),\"\")","v":""},{"$f":"IF($B11<>\"\",IF(VLOOKUP(Map_Elec_Fin[[#This Row],[Measure]],'Measure Descriptions'!$B$10:$H$46,AO$2,FALSE)<>\"\",VLOOKUP(Map_Elec_Fin[[#This Row],[Measure]],'Measure Descriptions'!$B$10:$H$46,AO$2,FALSE),\"\"),\"\")","v":""},{"$f":"IF($B11<>\"\",IF(INDIRECT(\"Measures!\"&AP$2&$B11)<>\"\",INDIRECT(\"Measures!\"&AP$2&$B11),\"\"),\"\")","v":""},null,null,null,null,null,null,null,null,null,null,null,"","",{"$f":"IF($BA11<>\"\",IF(INDIRECT(\"Measures!\"&BD$2&$BA11)<>\"\",INDIRECT(\"Measures!\"&BD$2&$BA11),\"\"),\"\")","v":""},{"$f":"IF($BA11<>\"\",IF(INDIRECT(\"Measures!\"&BE$2&$BA11)<>\"\",INDIRECT(\"Measures!\"&BE$2&$BA11),\"\"),\"\")","v":""},{"$f":"IF($BA11<>\"\",IF(INDIRECT(\"Measures!\"&BF$2&$BA11)<>\"\",INDIRECT(\"Measures!\"&BF$2&$BA11),\"\"),\"\")","v":""},{"$f":"IF($BA11<>\"\",IF(INDIRECT(\"Measures!\"&BG$2&$BA11)<>\"\",INDIRECT(\"Measures!\"&BG$2&$BA11),\"\"),\"\")","v":""},{"$f":"IF($BA11<>\"\",IF(INDIRECT(\"Measures!\"&BH$2&$BA11)<>\"\",INDIRECT(\"Measures!\"&BH$2&$BA11),\"\"),\"\")","v":""},{"$f":"IF($BA11<>\"\",IF(INDIRECT(\"Measures!\"&BI$2&$BA11)<>\"\",INDIRECT(\"Measures!\"&BI$2&$BA11),\"\"),\"\")","v":""},{"$f":"IF($BA11<>\"\",IF(INDIRECT(\"Measures!\"&BJ$2&$BA11)<>\"\",INDIRECT(\"Measures!\"&BJ$2&$BA11),\"\"),\"\")","v":""},{"$f":"IF($BA11<>\"\",IF(INDIRECT(\"Measures!\"&BK$2&$BA11)<>\"\",INDIRECT(\"Measures!\"&BK$2&$BA11),\"\"),\"\")","v":""},{"$f":"IF($BA11<>\"\",IF(INDIRECT(\"Measures!\"&BL$2&$BA11)<>\"\",INDIRECT(\"Measures!\"&BL$2&$BA11),\"\"),\"\")","v":""},{"$f":"IF($BA11<>\"\",IF(INDIRECT(\"Measures!\"&BM$2&$BA11)<>\"\",INDIRECT(\"Measures!\"&BM$2&$BA11),\"\"),\"\")","v":""},{"$f":"IF($BA11<>\"\",IF(INDIRECT(\"Measures!\"&BN$2&$BA11)<>\"\",INDIRECT(\"Measures!\"&BN$2&$BA11),\"\"),\"\")","v":""},{"$f":"IF($BA11<>\"\",IF(INDIRECT(\"Measures!\"&BO$2&$BA11)<>\"\",INDIRECT(\"Measures!\"&BO$2&$BA11),\"\"),\"\")","v":""},{"$f":"IF($BA11<>\"\",IF(INDIRECT(\"Measures!\"&BP$2&$BA11)<>\"\",INDIRECT(\"Measures!\"&BP$2&$BA11),\"\"),\"\")","v":""},{"$f":"IF($BA11<>\"\",IF(INDIRECT(\"Measures!\"&BQ$2&$BA11)<>\"\",INDIRECT(\"Measures!\"&BQ$2&$BA11),\"\"),\"\")","v":""},{"$f":"IF($BA11<>\"\",IF(INDIRECT(\"Measures!\"&BR$2&$BA11)<>\"\",INDIRECT(\"Measures!\"&BR$2&$BA11),\"\"),\"\")","v":""},{"$f":"IF($BA11<>\"\",IF(INDIRECT(\"Measures!\"&BS$2&$BA11)<>\"\",INDIRECT(\"Measures!\"&BS$2&$BA11),\"\"),\"\")","v":""},{"$f":"IF($BA11<>\"\",IF(INDIRECT(\"Measures!\"&BT$2&$BA11)<>\"\",INDIRECT(\"Measures!\"&BT$2&$BA11),\"\"),\"\")","v":""},{"$f":"IF($BA11<>\"\",IF(INDIRECT(\"Measures!\"&BU$2&$BA11)<>\"\",INDIRECT(\"Measures!\"&BU$2&$BA11),\"\"),\"\")","v":""},{"$f":"IF($BA11<>\"\",IF(INDIRECT(\"Measures!\"&BV$2&$BA11)<>\"\",INDIRECT(\"Measures!\"&BV$2&$BA11),\"\"),\"\")","v":""},{"$f":"IF($BA11<>\"\",IF(INDIRECT(\"Measures!\"&BW$2&$BA11)<>\"\",INDIRECT(\"Measures!\"&BW$2&$BA11),\"\"),\"\")","v":""},{"$f":"IF($BA11<>\"\",IF(INDIRECT(\"Measures!\"&BX$2&$BA11)<>\"\",INDIRECT(\"Measures!\"&BX$2&$BA11),\"\"),\"\")","v":""},{"$f":"IF($BA11<>\"\",IF(INDIRECT(\"Measures!\"&BY$2&$BA11)<>\"\",INDIRECT(\"Measures!\"&BY$2&$BA11),\"\"),\"\")","v":""},{"$f":"IF($BA11<>\"\",IF(INDIRECT(\"Measures!\"&BZ$2&$BA11)<>\"\",INDIRECT(\"Measures!\"&BZ$2&$BA11),\"\"),\"\")","v":""},{"$f":"IF($BA11<>\"\",IF(INDIRECT(\"Measures!\"&CA$2&$BA11)<>\"\",INDIRECT(\"Measures!\"&CA$2&$BA11),\"\"),\"\")","v":""},{"$f":"IF($BA11<>\"\",IF(INDIRECT(\"Measures!\"&CB$2&$BA11)<>\"\",INDIRECT(\"Measures!\"&CB$2&$BA11),\"\"),\"\")","v":""},{"$f":"IF($BA11<>\"\",IF(INDIRECT(\"Measures!\"&CC$2&$BA11)<>\"\",INDIRECT(\"Measures!\"&CC$2&$BA11),\"\"),\"\")","v":""},{"$f":"IF($BA11<>\"\",IF(INDIRECT(\"Measures!\"&CD$2&$BA11)<>\"\",INDIRECT(\"Measures!\"&CD$2&$BA11),\"\"),\"\")","v":""},{"$f":"IF($BA11<>\"\",IF(INDIRECT(\"Measures!\"&CE$2&$BA11)<>\"\",INDIRECT(\"Measures!\"&CE$2&$BA11),\"\"),\"\")","v":""},{"$f":"IF($BA11<>\"\",IF(INDIRECT(\"Measures!\"&CF$2&$BA11)<>\"\",INDIRECT(\"Measures!\"&CF$2&$BA11),\"\"),\"\")","v":""},{"$f":"IF($BA11<>\"\",IF(INDIRECT(\"Measures!\"&CG$2&$BA11)<>\"\",INDIRECT(\"Measures!\"&CG$2&$BA11),\"\"),\"\")","v":""},{"$f":"INDEX('Measure Descriptions'!$A$10:$A$46,MATCH(Map_Gas_Fin[[#This Row],[Measure]],'Measure Descriptions'!$B$10:$B$46,0))","v":""},{"$f":"IF($BA11<>\"\",IF(VLOOKUP(Map_Gas_Fin[[#This Row],[Measure]],'Measure Descriptions'!$B$10:$H$46,CI$2,FALSE)<>\"\",VLOOKUP(Map_Gas_Fin[[#This Row],[Measure]],'Measure Descriptions'!$B$10:$H$46,CI$2,FALSE),\"\"),\"\")","v":""},{"$f":"IF($BA11<>\"\",IF(VLOOKUP(Map_Gas_Fin[[#This Row],[Measure]],'Measure Descriptions'!$B$10:$H$46,CJ$2,FALSE)<>\"\",VLOOKUP(Map_Gas_Fin[[#This Row],[Measure]],'Measure Descriptions'!$B$10:$H$46,CJ$2,FALSE),\"\"),\"\")","v":""},{"$f":"IF($BA11<>\"\",IF(VLOOKUP(Map_Gas_Fin[[#This Row],[Measure]],'Measure Descriptions'!$B$10:$H$46,CK$2,FALSE)<>\"\",VLOOKUP(Map_Gas_Fin[[#This Row],[Measure]],'Measure Descriptions'!$B$10:$H$46,CK$2,FALSE),\"\"),\"\")","v":""},{"$f":"IF($BA11<>\"\",IF(VLOOKUP(Map_Gas_Fin[[#This Row],[Measure]],'Measure Descriptions'!$B$10:$H$46,CL$2,FALSE)<>\"\",VLOOKUP(Map_Gas_Fin[[#This Row],[Measure]],'Measure Descriptions'!$B$10:$H$46,CL$2,FALSE),\"\"),\"\")","v":""},{"$f":"IF($BA11<>\"\",IF(VLOOKUP(Map_Gas_Fin[[#This Row],[Measure]],'Measure Descriptions'!$B$10:$H$46,CM$2,FALSE)<>\"\",VLOOKUP(Map_Gas_Fin[[#This Row],[Measure]],'Measure Descriptions'!$B$10:$H$46,CM$2,FALSE),\"\"),\"\")","v":""},{"$f":"IF($BA11<>\"\",IF(VLOOKUP(Map_Gas_Fin[[#This Row],[Measure]],'Measure Descriptions'!$B$10:$H$46,CN$2,FALSE)<>\"\",VLOOKUP(Map_Gas_Fin[[#This Row],[Measure]],'Measure Descriptions'!$B$10:$H$46,CN$2,FALSE),\"\"),\"\")","v":""},{"$f":"IF($BA11<>\"\",IF(INDIRECT(\"Measures!\"&CO$2&$BA11)<>\"\",INDIRECT(\"Measures!\"&CO$2&$BA11),\"\"),\"\")","v":""}]
[null,null,"","",{"$f":"IF($B12<>\"\",IF(INDIRECT(\"Measures!\"&E$2&$B12)<>\"\",INDIRECT(\"Measures!\"&E$2&$B12),\"\"),\"\")","v":""},{"$f":"IF($B12<>\"\",IF(INDIRECT(\"Measures!\"&F$2&$B12)<>\"\",INDIRECT(\"Measures!\"&F$2&$B12),\"\"),\"\")","v":""},{"$f":"IF($B12<>\"\",IF(INDIRECT(\"Measures!\"&G$2&$B12)<>\"\",INDIRECT(\"Measures!\"&G$2&$B12),\"\"),\"\")","v":""},{"$f":"IF($B12<>\"\",IF(INDIRECT(\"Measures!\"&H$2&$B12)<>\"\",INDIRECT(\"Measures!\"&H$2&$B12),\"\"),\"\")","v":""},{"$f":"IF($B12<>\"\",IF(INDIRECT(\"Measures!\"&I$2&$B12)<>\"\",INDIRECT(\"Measures!\"&I$2&$B12),\"\"),\"\")","v":""},{"$f":"IF($B12<>\"\",IF(INDIRECT(\"Measures!\"&J$2&$B12)<>\"\",INDIRECT(\"Measures!\"&J$2&$B12),\"\"),\"\")","v":""},{"$f":"IF($B12<>\"\",IF(INDIRECT(\"Measures!\"&K$2&$B12)<>\"\",INDIRECT(\"Measures!\"&K$2&$B12),\"\"),\"\")","v":""},{"$f":"IF($B12<>\"\",IF(INDIRECT(\"Measures!\"&L$2&$B12)<>\"\",INDIRECT(\"Measures!\"&L$2&$B12),\"\"),\"\")","v":""},{"$f":"IF($B12<>\"\",IF(INDIRECT(\"Measures!\"&M$2&$B12)<>\"\",INDIRECT(\"Measures!\"&M$2&$B12),\"\"),\"\")","v":""},{"$f":"IF($B12<>\"\",IF(INDIRECT(\"Measures!\"&N$2&$B12)<>\"\",INDIRECT(\"Measures!\"&N$2&$B12),\"\"),\"\")","v":""},{"$f":"IF($B12<>\"\",IF(INDIRECT(\"Measures!\"&O$2&$B12)<>\"\",INDIRECT(\"Measures!\"&O$2&$B12),\"\"),\"\")","v":""},{"$f":"IF($B12<>\"\",IF(INDIRECT(\"Measures!\"&P$2&$B12)<>\"\",INDIRECT(\"Measures!\"&P$2&$B12),\"\"),\"\")","v":""},{"$f":"IF($B12<>\"\",IF(INDIRECT(\"Measures!\"&Q$2&$B12)<>\"\",INDIRECT(\"Measures!\"&Q$2&$B12),\"\"),\"\")","v":""},{"$f":"IF($B12<>\"\",IF(INDIRECT(\"Measures!\"&R$2&$B12)<>\"\",INDIRECT(\"Measures!\"&R$2&$B12),\"\"),\"\")","v":""},{"$f":"IF($B12<>\"\",IF(INDIRECT(\"Measures!\"&S$2&$B12)<>\"\",INDIRECT(\"Measures!\"&S$2&$B12),\"\"),\"\")","v":""},{"$f":"IF($B12<>\"\",IF(INDIRECT(\"Measures!\"&T$2&$B12)<>\"\",INDIRECT(\"Measures!\"&T$2&$B12),\"\"),\"\")","v":""},{"$f":"IF($B12<>\"\",IF(INDIRECT(\"Measures!\"&U$2&$B12)<>\"\",INDIRECT(\"Measures!\"&U$2&$B12),\"\"),\"\")","v":""},{"$f":"IF($B12<>\"\",IF(INDIRECT(\"Measures!\"&V$2&$B12)<>\"\",INDIRECT(\"Measures!\"&V$2&$B12),\"\"),\"\")","v":""},{"$f":"IF($B12<>\"\",IF(INDIRECT(\"Measures!\"&W$2&$B12)<>\"\",INDIRECT(\"Measures!\"&W$2&$B12),\"\"),\"\")","v":""},{"$f":"IF($B12<>\"\",IF(INDIRECT(\"Measures!\"&X$2&$B12)<>\"\",INDIRECT(\"Measures!\"&X$2&$B12),\"\"),\"\")","v":""},{"$f":"IF($B12<>\"\",IF(INDIRECT(\"Measures!\"&Y$2&$B12)<>\"\",INDIRECT(\"Measures!\"&Y$2&$B12),\"\"),\"\")","v":""},{"$f":"IF($B12<>\"\",IF(INDIRECT(\"Measures!\"&Z$2&$B12)<>\"\",INDIRECT(\"Measures!\"&Z$2&$B12),\"\"),\"\")","v":""},{"$f":"IF($B12<>\"\",IF(INDIRECT(\"Measures!\"&AA$2&$B12)<>\"\",INDIRECT(\"Measures!\"&AA$2&$B12),\"\"),\"\")","v":""},{"$f":"IF($B12<>\"\",IF(INDIRECT(\"Measures!\"&AB$2&$B12)<>\"\",INDIRECT(\"Measures!\"&AB$2&$B12),\"\"),\"\")","v":""},{"$f":"IF($B12<>\"\",IF(INDIRECT(\"Measures!\"&AC$2&$B12)<>\"\",INDIRECT(\"Measures!\"&AC$2&$B12),\"\"),\"\")","v":""},{"$f":"IF($B12<>\"\",IF(INDIRECT(\"Measures!\"&AD$2&$B12)<>\"\",INDIRECT(\"Measures!\"&AD$2&$B12),\"\"),\"\")","v":""},{"$f":"IF($B12<>\"\",IF(INDIRECT(\"Measures!\"&AE$2&$B12)<>\"\",INDIRECT(\"Measures!\"&AE$2&$B12),\"\"),\"\")","v":""},{"$f":"IF($B12<>\"\",IF(INDIRECT(\"Measures!\"&AF$2&$B12)<>\"\",INDIRECT(\"Measures!\"&AF$2&$B12),\"\"),\"\")","v":""},{"$f":"IF($B12<>\"\",IF(INDIRECT(\"Measures!\"&AG$2&$B12)<>\"\",INDIRECT(\"Measures!\"&AG$2&$B12),\"\"),\"\")","v":""},{"$f":"IF($B12<>\"\",IF(INDIRECT(\"Measures!\"&AH$2&$B12)<>\"\",INDIRECT(\"Measures!\"&AH$2&$B12),\"\"),\"\")","v":""},{"$f":"INDEX('Measure Descriptions'!$A$10:$A$46,MATCH(Map_Elec_Fin[[#This Row],[Measure]],'Measure Descriptions'!$B$10:$B$46,0))","v":""},{"$f":"IF($B12<>\"\",IF(VLOOKUP(Map_Elec_Fin[[#This Row],[Measure]],'Measure Descriptions'!$B$10:$H$46,AJ$2,FALSE)<>\"\",VLOOKUP(Map_Elec_Fin[[#This Row],[Measure]],'Measure Descriptions'!$B$10:$H$46,AJ$2,FALSE),\"\"),\"\")","v":""},{"$f":"IF($B12<>\"\",IF(VLOOKUP(Map_Elec_Fin[[#This Row],[Measure]],'Measure Descriptions'!$B$10:$H$46,AK$2,FALSE)<>\"\",VLOOKUP(Map_Elec_Fin[[#This Row],[Measure]],'Measure Descriptions'!$B$10:$H$46,AK$2,FALSE),\"\"),\"\")","v":""},{"$f":"IF($B12<>\"\",IF(VLOOKUP(Map_Elec_Fin[[#This Row],[Measure]],'Measure Descriptions'!$B$10:$H$46,AL$2,FALSE)<>\"\",VLOOKUP(Map_Elec_Fin[[#This Row],[Measure]],'Measure Descriptions'!$B$10:$H$46,AL$2,FALSE),\"\"),\"\")","v":""},{"$f":"IF($B12<>\"\",IF(VLOOKUP(Map_Elec_Fin[[#This Row],[Measure]],'Measure Descriptions'!$B$10:$H$46,AM$2,FALSE)<>\"\",VLOOKUP(Map_Elec_Fin[[#This Row],[Measure]],'Measure Descriptions'!$B$10:$H$46,AM$2,FALSE),\"\"),\"\")","v":""},{"$f":"IF($B12<>\"\",IF(VLOOKUP(Map_Elec_Fin[[#This Row],[Measure]],'Measure Descriptions'!$B$10:$H$46,AN$2,FALSE)<>\"\",VLOOKUP(Map_Elec_Fin[[#This Row],[Measure]],'Measure Descriptions'!$B$10:$H$46,AN$2,FALSE),\"\"),\"\")","v":""},{"$f":"IF($B12<>\"\",IF(VLOOKUP(Map_Elec_Fin[[#This Row],[Measure]],'Measure Descriptions'!$B$10:$H$46,AO$2,FALSE)<>\"\",VLOOKUP(Map_Elec_Fin[[#This Row],[Measure]],'Measure Descriptions'!$B$10:$H$46,AO$2,FALSE),\"\"),\"\")","v":""},{"$f":"IF($B12<>\"\",IF(INDIRECT(\"Measures!\"&AP$2&$B12)<>\"\",INDIRECT(\"Measures!\"&AP$2&$B12),\"\"),\"\")","v":""},null,null,null,null,null,null,null,null,null,null,null,"","",{"$f":"IF($BA12<>\"\",IF(INDIRECT(\"Measures!\"&BD$2&$BA12)<>\"\",INDIRECT(\"Measures!\"&BD$2&$BA12),\"\"),\"\")","v":""},{"$f":"IF($BA12<>\"\",IF(INDIRECT(\"Measures!\"&BE$2&$BA12)<>\"\",INDIRECT(\"Measures!\"&BE$2&$BA12),\"\"),\"\")","v":""},{"$f":"IF($BA12<>\"\",IF(INDIRECT(\"Measures!\"&BF$2&$BA12)<>\"\",INDIRECT(\"Measures!\"&BF$2&$BA12),\"\"),\"\")","v":""},{"$f":"IF($BA12<>\"\",IF(INDIRECT(\"Measures!\"&BG$2&$BA12)<>\"\",INDIRECT(\"Measures!\"&BG$2&$BA12),\"\"),\"\")","v":""},{"$f":"IF($BA12<>\"\",IF(INDIRECT(\"Measures!\"&BH$2&$BA12)<>\"\",INDIRECT(\"Measures!\"&BH$2&$BA12),\"\"),\"\")","v":""},{"$f":"IF($BA12<>\"\",IF(INDIRECT(\"Measures!\"&BI$2&$BA12)<>\"\",INDIRECT(\"Measures!\"&BI$2&$BA12),\"\"),\"\")","v":""},{"$f":"IF($BA12<>\"\",IF(INDIRECT(\"Measures!\"&BJ$2&$BA12)<>\"\",INDIRECT(\"Measures!\"&BJ$2&$BA12),\"\"),\"\")","v":""},{"$f":"IF($BA12<>\"\",IF(INDIRECT(\"Measures!\"&BK$2&$BA12)<>\"\",INDIRECT(\"Measures!\"&BK$2&$BA12),\"\"),\"\")","v":""},{"$f":"IF($BA12<>\"\",IF(INDIRECT(\"Measures!\"&BL$2&$BA12)<>\"\",INDIRECT(\"Measures!\"&BL$2&$BA12),\"\"),\"\")","v":""},{"$f":"IF($BA12<>\"\",IF(INDIRECT(\"Measures!\"&BM$2&$BA12)<>\"\",INDIRECT(\"Measures!\"&BM$2&$BA12),\"\"),\"\")","v":""},{"$f":"IF($BA12<>\"\",IF(INDIRECT(\"Measures!\"&BN$2&$BA12)<>\"\",INDIRECT(\"Measures!\"&BN$2&$BA12),\"\"),\"\")","v":""},{"$f":"IF($BA12<>\"\",IF(INDIRECT(\"Measures!\"&BO$2&$BA12)<>\"\",INDIRECT(\"Measures!\"&BO$2&$BA12),\"\"),\"\")","v":""},{"$f":"IF($BA12<>\"\",IF(INDIRECT(\"Measures!\"&BP$2&$BA12)<>\"\",INDIRECT(\"Measures!\"&BP$2&$BA12),\"\"),\"\")","v":""},{"$f":"IF($BA12<>\"\",IF(INDIRECT(\"Measures!\"&BQ$2&$BA12)<>\"\",INDIRECT(\"Measures!\"&BQ$2&$BA12),\"\"),\"\")","v":""},{"$f":"IF($BA12<>\"\",IF(INDIRECT(\"Measures!\"&BR$2&$BA12)<>\"\",INDIRECT(\"Measures!\"&BR$2&$BA12),\"\"),\"\")","v":""},{"$f":"IF($BA12<>\"\",IF(INDIRECT(\"Measures!\"&BS$2&$BA12)<>\"\",INDIRECT(\"Measures!\"&BS$2&$BA12),\"\"),\"\")","v":""},{"$f":"IF($BA12<>\"\",IF(INDIRECT(\"Measures!\"&BT$2&$BA12)<>\"\",INDIRECT(\"Measures!\"&BT$2&$BA12),\"\"),\"\")","v":""},{"$f":"IF($BA12<>\"\",IF(INDIRECT(\"Measures!\"&BU$2&$BA12)<>\"\",INDIRECT(\"Measures!\"&BU$2&$BA12),\"\"),\"\")","v":""},{"$f":"IF($BA12<>\"\",IF(INDIRECT(\"Measures!\"&BV$2&$BA12)<>\"\",INDIRECT(\"Measures!\"&BV$2&$BA12),\"\"),\"\")","v":""},{"$f":"IF($BA12<>\"\",IF(INDIRECT(\"Measures!\"&BW$2&$BA12)<>\"\",INDIRECT(\"Measures!\"&BW$2&$BA12),\"\"),\"\")","v":""},{"$f":"IF($BA12<>\"\",IF(INDIRECT(\"Measures!\"&BX$2&$BA12)<>\"\",INDIRECT(\"Measures!\"&BX$2&$BA12),\"\"),\"\")","v":""},{"$f":"IF($BA12<>\"\",IF(INDIRECT(\"Measures!\"&BY$2&$BA12)<>\"\",INDIRECT(\"Measures!\"&BY$2&$BA12),\"\"),\"\")","v":""},{"$f":"IF($BA12<>\"\",IF(INDIRECT(\"Measures!\"&BZ$2&$BA12)<>\"\",INDIRECT(\"Measures!\"&BZ$2&$BA12),\"\"),\"\")","v":""},{"$f":"IF($BA12<>\"\",IF(INDIRECT(\"Measures!\"&CA$2&$BA12)<>\"\",INDIRECT(\"Measures!\"&CA$2&$BA12),\"\"),\"\")","v":""},{"$f":"IF($BA12<>\"\",IF(INDIRECT(\"Measures!\"&CB$2&$BA12)<>\"\",INDIRECT(\"Measures!\"&CB$2&$BA12),\"\"),\"\")","v":""},{"$f":"IF($BA12<>\"\",IF(INDIRECT(\"Measures!\"&CC$2&$BA12)<>\"\",INDIRECT(\"Measures!\"&CC$2&$BA12),\"\"),\"\")","v":""},{"$f":"IF($BA12<>\"\",IF(INDIRECT(\"Measures!\"&CD$2&$BA12)<>\"\",INDIRECT(\"Measures!\"&CD$2&$BA12),\"\"),\"\")","v":""},{"$f":"IF($BA12<>\"\",IF(INDIRECT(\"Measures!\"&CE$2&$BA12)<>\"\",INDIRECT(\"Measures!\"&CE$2&$BA12),\"\"),\"\")","v":""},{"$f":"IF($BA12<>\"\",IF(INDIRECT(\"Measures!\"&CF$2&$BA12)<>\"\",INDIRECT(\"Measures!\"&CF$2&$BA12),\"\"),\"\")","v":""},{"$f":"IF($BA12<>\"\",IF(INDIRECT(\"Measures!\"&CG$2&$BA12)<>\"\",INDIRECT(\"Measures!\"&CG$2&$BA12),\"\"),\"\")","v":""},{"$f":"INDEX('Measure Descriptions'!$A$10:$A$46,MATCH(Map_Gas_Fin[[#This Row],[Measure]],'Measure Descriptions'!$B$10:$B$46,0))","v":""},{"$f":"IF($BA12<>\"\",IF(VLOOKUP(Map_Gas_Fin[[#This Row],[Measure]],'Measure Descriptions'!$B$10:$H$46,CI$2,FALSE)<>\"\",VLOOKUP(Map_Gas_Fin[[#This Row],[Measure]],'Measure Descriptions'!$B$10:$H$46,CI$2,FALSE),\"\"),\"\")","v":""},{"$f":"IF($BA12<>\"\",IF(VLOOKUP(Map_Gas_Fin[[#This Row],[Measure]],'Measure Descriptions'!$B$10:$H$46,CJ$2,FALSE)<>\"\",VLOOKUP(Map_Gas_Fin[[#This Row],[Measure]],'Measure Descriptions'!$B$10:$H$46,CJ$2,FALSE),\"\"),\"\")","v":""},{"$f":"IF($BA12<>\"\",IF(VLOOKUP(Map_Gas_Fin[[#This Row],[Measure]],'Measure Descriptions'!$B$10:$H$46,CK$2,FALSE)<>\"\",VLOOKUP(Map_Gas_Fin[[#This Row],[Measure]],'Measure Descriptions'!$B$10:$H$46,CK$2,FALSE),\"\"),\"\")","v":""},{"$f":"IF($BA12<>\"\",IF(VLOOKUP(Map_Gas_Fin[[#This Row],[Measure]],'Measure Descriptions'!$B$10:$H$46,CL$2,FALSE)<>\"\",VLOOKUP(Map_Gas_Fin[[#This Row],[Measure]],'Measure Descriptions'!$B$10:$H$46,CL$2,FALSE),\"\"),\"\")","v":""},{"$f":"IF($BA12<>\"\",IF(VLOOKUP(Map_Gas_Fin[[#This Row],[Measure]],'Measure Descriptions'!$B$10:$H$46,CM$2,FALSE)<>\"\",VLOOKUP(Map_Gas_Fin[[#This Row],[Measure]],'Measure Descriptions'!$B$10:$H$46,CM$2,FALSE),\"\"),\"\")","v":""},{"$f":"IF($BA12<>\"\",IF(VLOOKUP(Map_Gas_Fin[[#This Row],[Measure]],'Measure Descriptions'!$B$10:$H$46,CN$2,FALSE)<>\"\",VLOOKUP(Map_Gas_Fin[[#This Row],[Measure]],'Measure Descriptions'!$B$10:$H$46,CN$2,FALSE),\"\"),\"\")","v":""},{"$f":"IF($BA12<>\"\",IF(INDIRECT(\"Measures!\"&CO$2&$BA12)<>\"\",INDIRECT(\"Measures!\"&CO$2&$BA12),\"\"),\"\")","v":""}]
[null,null,"","",{"$f":"IF($B13<>\"\",IF(INDIRECT(\"Measures!\"&E$2&$B13)<>\"\",INDIRECT(\"Measures!\"&E$2&$B13),\"\"),\"\")","v":""},{"$f":"IF($B13<>\"\",IF(INDIRECT(\"Measures!\"&F$2&$B13)<>\"\",INDIRECT(\"Measures!\"&F$2&$B13),\"\"),\"\")","v":""},{"$f":"IF($B13<>\"\",IF(INDIRECT(\"Measures!\"&G$2&$B13)<>\"\",INDIRECT(\"Measures!\"&G$2&$B13),\"\"),\"\")","v":""},{"$f":"IF($B13<>\"\",IF(INDIRECT(\"Measures!\"&H$2&$B13)<>\"\",INDIRECT(\"Measures!\"&H$2&$B13),\"\"),\"\")","v":""},{"$f":"IF($B13<>\"\",IF(INDIRECT(\"Measures!\"&I$2&$B13)<>\"\",INDIRECT(\"Measures!\"&I$2&$B13),\"\"),\"\")","v":""},{"$f":"IF($B13<>\"\",IF(INDIRECT(\"Measures!\"&J$2&$B13)<>\"\",INDIRECT(\"Measures!\"&J$2&$B13),\"\"),\"\")","v":""},{"$f":"IF($B13<>\"\",IF(INDIRECT(\"Measures!\"&K$2&$B13)<>\"\",INDIRECT(\"Measures!\"&K$2&$B13),\"\"),\"\")","v":""},{"$f":"IF($B13<>\"\",IF(INDIRECT(\"Measures!\"&L$2&$B13)<>\"\",INDIRECT(\"Measures!\"&L$2&$B13),\"\"),\"\")","v":""},{"$f":"IF($B13<>\"\",IF(INDIRECT(\"Measures!\"&M$2&$B13)<>\"\",INDIRECT(\"Measures!\"&M$2&$B13),\"\"),\"\")","v":""},{"$f":"IF($B13<>\"\",IF(INDIRECT(\"Measures!\"&N$2&$B13)<>\"\",INDIRECT(\"Measures!\"&N$2&$B13),\"\"),\"\")","v":""},{"$f":"IF($B13<>\"\",IF(INDIRECT(\"Measures!\"&O$2&$B13)<>\"\",INDIRECT(\"Measures!\"&O$2&$B13),\"\"),\"\")","v":""},{"$f":"IF($B13<>\"\",IF(INDIRECT(\"Measures!\"&P$2&$B13)<>\"\",INDIRECT(\"Measures!\"&P$2&$B13),\"\"),\"\")","v":""},{"$f":"IF($B13<>\"\",IF(INDIRECT(\"Measures!\"&Q$2&$B13)<>\"\",INDIRECT(\"Measures!\"&Q$2&$B13),\"\"),\"\")","v":""},{"$f":"IF($B13<>\"\",IF(INDIRECT(\"Measures!\"&R$2&$B13)<>\"\",INDIRECT(\"Measures!\"&R$2&$B13),\"\"),\"\")","v":""},{"$f":"IF($B13<>\"\",IF(INDIRECT(\"Measures!\"&S$2&$B13)<>\"\",INDIRECT(\"Measures!\"&S$2&$B13),\"\"),\"\")","v":""},{"$f":"IF($B13<>\"\",IF(INDIRECT(\"Measures!\"&T$2&$B13)<>\"\",INDIRECT(\"Measures!\"&T$2&$B13),\"\"),\"\")","v":""},{"$f":"IF($B13<>\"\",IF(INDIRECT(\"Measures!\"&U$2&$B13)<>\"\",INDIRECT(\"Measures!\"&U$2&$B13),\"\"),\"\")","v":""},{"$f":"IF($B13<>\"\",IF(INDIRECT(\"Measures!\"&V$2&$B13)<>\"\",INDIRECT(\"Measures!\"&V$2&$B13),\"\"),\"\")","v":""},{"$f":"IF($B13<>\"\",IF(INDIRECT(\"Measures!\"&W$2&$B13)<>\"\",INDIRECT(\"Measures!\"&W$2&$B13),\"\"),\"\")","v":""},{"$f":"IF($B13<>\"\",IF(INDIRECT(\"Measures!\"&X$2&$B13)<>\"\",INDIRECT(\"Measures!\"&X$2&$B13),\"\"),\"\")","v":""},{"$f":"IF($B13<>\"\",IF(INDIRECT(\"Measures!\"&Y$2&$B13)<>\"\",INDIRECT(\"Measures!\"&Y$2&$B13),\"\"),\"\")","v":""},{"$f":"IF($B13<>\"\",IF(INDIRECT(\"Measures!\"&Z$2&$B13)<>\"\",INDIRECT(\"Measures!\"&Z$2&$B13),\"\"),\"\")","v":""},{"$f":"IF($B13<>\"\",IF(INDIRECT(\"Measures!\"&AA$2&$B13)<>\"\",INDIRECT(\"Measures!\"&AA$2&$B13),\"\"),\"\")","v":""},{"$f":"IF($B13<>\"\",IF(INDIRECT(\"Measures!\"&AB$2&$B13)<>\"\",INDIRECT(\"Measures!\"&AB$2&$B13),\"\"),\"\")","v":""},{"$f":"IF($B13<>\"\",IF(INDIRECT(\"Measures!\"&AC$2&$B13)<>\"\",INDIRECT(\"Measures!\"&AC$2&$B13),\"\"),\"\")","v":""},{"$f":"IF($B13<>\"\",IF(INDIRECT(\"Measures!\"&AD$2&$B13)<>\"\",INDIRECT(\"Measures!\"&AD$2&$B13),\"\"),\"\")","v":""},{"$f":"IF($B13<>\"\",IF(INDIRECT(\"Measures!\"&AE$2&$B13)<>\"\",INDIRECT(\"Measures!\"&AE$2&$B13),\"\"),\"\")","v":""},{"$f":"IF($B13<>\"\",IF(INDIRECT(\"Measures!\"&AF$2&$B13)<>\"\",INDIRECT(\"Measures!\"&AF$2&$B13),\"\"),\"\")","v":""},{"$f":"IF($B13<>\"\",IF(INDIRECT(\"Measures!\"&AG$2&$B13)<>\"\",INDIRECT(\"Measures!\"&AG$2&$B13),\"\"),\"\")","v":""},{"$f":"IF($B13<>\"\",IF(INDIRECT(\"Measures!\"&AH$2&$B13)<>\"\",INDIRECT(\"Measures!\"&AH$2&$B13),\"\"),\"\")","v":""},{"$f":"INDEX('Measure Descriptions'!$A$10:$A$46,MATCH(Map_Elec_Fin[[#This Row],[Measure]],'Measure Descriptions'!$B$10:$B$46,0))","v":""},{"$f":"IF($B13<>\"\",IF(VLOOKUP(Map_Elec_Fin[[#This Row],[Measure]],'Measure Descriptions'!$B$10:$H$46,AJ$2,FALSE)<>\"\",VLOOKUP(Map_Elec_Fin[[#This Row],[Measure]],'Measure Descriptions'!$B$10:$H$46,AJ$2,FALSE),\"\"),\"\")","v":""},{"$f":"IF($B13<>\"\",IF(VLOOKUP(Map_Elec_Fin[[#This Row],[Measure]],'Measure Descriptions'!$B$10:$H$46,AK$2,FALSE)<>\"\",VLOOKUP(Map_Elec_Fin[[#This Row],[Measure]],'Measure Descriptions'!$B$10:$H$46,AK$2,FALSE),\"\"),\"\")","v":""},{"$f":"IF($B13<>\"\",IF(VLOOKUP(Map_Elec_Fin[[#This Row],[Measure]],'Measure Descriptions'!$B$10:$H$46,AL$2,FALSE)<>\"\",VLOOKUP(Map_Elec_Fin[[#This Row],[Measure]],'Measure Descriptions'!$B$10:$H$46,AL$2,FALSE),\"\"),\"\")","v":""},{"$f":"IF($B13<>\"\",IF(VLOOKUP(Map_Elec_Fin[[#This Row],[Measure]],'Measure Descriptions'!$B$10:$H$46,AM$2,FALSE)<>\"\",VLOOKUP(Map_Elec_Fin[[#This Row],[Measure]],'Measure Descriptions'!$B$10:$H$46,AM$2,FALSE),\"\"),\"\")","v":""},{"$f":"IF($B13<>\"\",IF(VLOOKUP(Map_Elec_Fin[[#This Row],[Measure]],'Measure Descriptions'!$B$10:$H$46,AN$2,FALSE)<>\"\",VLOOKUP(Map_Elec_Fin[[#This Row],[Measure]],'Measure Descriptions'!$B$10:$H$46,AN$2,FALSE),\"\"),\"\")","v":""},{"$f":"IF($B13<>\"\",IF(VLOOKUP(Map_Elec_Fin[[#This Row],[Measure]],'Measure Descriptions'!$B$10:$H$46,AO$2,FALSE)<>\"\",VLOOKUP(Map_Elec_Fin[[#This Row],[Measure]],'Measure Descriptions'!$B$10:$H$46,AO$2,FALSE),\"\"),\"\")","v":""},{"$f":"IF($B13<>\"\",IF(INDIRECT(\"Measures!\"&AP$2&$B13)<>\"\",INDIRECT(\"Measures!\"&AP$2&$B13),\"\"),\"\")","v":""},null,null,null,null,null,null,null,null,null,null,null,"","",{"$f":"IF($BA13<>\"\",IF(INDIRECT(\"Measures!\"&BD$2&$BA13)<>\"\",INDIRECT(\"Measures!\"&BD$2&$BA13),\"\"),\"\")","v":""},{"$f":"IF($BA13<>\"\",IF(INDIRECT(\"Measures!\"&BE$2&$BA13)<>\"\",INDIRECT(\"Measures!\"&BE$2&$BA13),\"\"),\"\")","v":""},{"$f":"IF($BA13<>\"\",IF(INDIRECT(\"Measures!\"&BF$2&$BA13)<>\"\",INDIRECT(\"Measures!\"&BF$2&$BA13),\"\"),\"\")","v":""},{"$f":"IF($BA13<>\"\",IF(INDIRECT(\"Measures!\"&BG$2&$BA13)<>\"\",INDIRECT(\"Measures!\"&BG$2&$BA13),\"\"),\"\")","v":""},{"$f":"IF($BA13<>\"\",IF(INDIRECT(\"Measures!\"&BH$2&$BA13)<>\"\",INDIRECT(\"Measures!\"&BH$2&$BA13),\"\"),\"\")","v":""},{"$f":"IF($BA13<>\"\",IF(INDIRECT(\"Measures!\"&BI$2&$BA13)<>\"\",INDIRECT(\"Measures!\"&BI$2&$BA13),\"\"),\"\")","v":""},{"$f":"IF($BA13<>\"\",IF(INDIRECT(\"Measures!\"&BJ$2&$BA13)<>\"\",INDIRECT(\"Measures!\"&BJ$2&$BA13),\"\"),\"\")","v":""},{"$f":"IF($BA13<>\"\",IF(INDIRECT(\"Measures!\"&BK$2&$BA13)<>\"\",INDIRECT(\"Measures!\"&BK$2&$BA13),\"\"),\"\")","v":""},{"$f":"IF($BA13<>\"\",IF(INDIRECT(\"Measures!\"&BL$2&$BA13)<>\"\",INDIRECT(\"Measures!\"&BL$2&$BA13),\"\"),\"\")","v":""},{"$f":"IF($BA13<>\"\",IF(INDIRECT(\"Measures!\"&BM$2&$BA13)<>\"\",INDIRECT(\"Measures!\"&BM$2&$BA13),\"\"),\"\")","v":""},{"$f":"IF($BA13<>\"\",IF(INDIRECT(\"Measures!\"&BN$2&$BA13)<>\"\",INDIRECT(\"Measures!\"&BN$2&$BA13),\"\"),\"\")","v":""},{"$f":"IF($BA13<>\"\",IF(INDIRECT(\"Measures!\"&BO$2&$BA13)<>\"\",INDIRECT(\"Measures!\"&BO$2&$BA13),\"\"),\"\")","v":""},{"$f":"IF($BA13<>\"\",IF(INDIRECT(\"Measures!\"&BP$2&$BA13)<>\"\",INDIRECT(\"Measures!\"&BP$2&$BA13),\"\"),\"\")","v":""},{"$f":"IF($BA13<>\"\",IF(INDIRECT(\"Measures!\"&BQ$2&$BA13)<>\"\",INDIRECT(\"Measures!\"&BQ$2&$BA13),\"\"),\"\")","v":""},{"$f":"IF($BA13<>\"\",IF(INDIRECT(\"Measures!\"&BR$2&$BA13)<>\"\",INDIRECT(\"Measures!\"&BR$2&$BA13),\"\"),\"\")","v":""},{"$f":"IF($BA13<>\"\",IF(INDIRECT(\"Measures!\"&BS$2&$BA13)<>\"\",INDIRECT(\"Measures!\"&BS$2&$BA13),\"\"),\"\")","v":""},{"$f":"IF($BA13<>\"\",IF(INDIRECT(\"Measures!\"&BT$2&$BA13)<>\"\",INDIRECT(\"Measures!\"&BT$2&$BA13),\"\"),\"\")","v":""},{"$f":"IF($BA13<>\"\",IF(INDIRECT(\"Measures!\"&BU$2&$BA13)<>\"\",INDIRECT(\"Measures!\"&BU$2&$BA13),\"\"),\"\")","v":""},{"$f":"IF($BA13<>\"\",IF(INDIRECT(\"Measures!\"&BV$2&$BA13)<>\"\",INDIRECT(\"Measures!\"&BV$2&$BA13),\"\"),\"\")","v":""},{"$f":"IF($BA13<>\"\",IF(INDIRECT(\"Measures!\"&BW$2&$BA13)<>\"\",INDIRECT(\"Measures!\"&BW$2&$BA13),\"\"),\"\")","v":""},{"$f":"IF($BA13<>\"\",IF(INDIRECT(\"Measures!\"&BX$2&$BA13)<>\"\",INDIRECT(\"Measures!\"&BX$2&$BA13),\"\"),\"\")","v":""},{"$f":"IF($BA13<>\"\",IF(INDIRECT(\"Measures!\"&BY$2&$BA13)<>\"\",INDIRECT(\"Measures!\"&BY$2&$BA13),\"\"),\"\")","v":""},{"$f":"IF($BA13<>\"\",IF(INDIRECT(\"Measures!\"&BZ$2&$BA13)<>\"\",INDIRECT(\"Measures!\"&BZ$2&$BA13),\"\"),\"\")","v":""},{"$f":"IF($BA13<>\"\",IF(INDIRECT(\"Measures!\"&CA$2&$BA13)<>\"\",INDIRECT(\"Measures!\"&CA$2&$BA13),\"\"),\"\")","v":""},{"$f":"IF($BA13<>\"\",IF(INDIRECT(\"Measures!\"&CB$2&$BA13)<>\"\",INDIRECT(\"Measures!\"&CB$2&$BA13),\"\"),\"\")","v":""},{"$f":"IF($BA13<>\"\",IF(INDIRECT(\"Measures!\"&CC$2&$BA13)<>\"\",INDIRECT(\"Measures!\"&CC$2&$BA13),\"\"),\"\")","v":""},{"$f":"IF($BA13<>\"\",IF(INDIRECT(\"Measures!\"&CD$2&$BA13)<>\"\",INDIRECT(\"Measures!\"&CD$2&$BA13),\"\"),\"\")","v":""},{"$f":"IF($BA13<>\"\",IF(INDIRECT(\"Measures!\"&CE$2&$BA13)<>\"\",INDIRECT(\"Measures!\"&CE$2&$BA13),\"\"),\"\")","v":""},{"$f":"IF($BA13<>\"\",IF(INDIRECT(\"Measures!\"&CF$2&$BA13)<>\"\",INDIRECT(\"Measures!\"&CF$2&$BA13),\"\"),\"\")","v":""},{"$f":"IF($BA13<>\"\",IF(INDIRECT(\"Measures!\"&CG$2&$BA13)<>\"\",INDIRECT(\"Measures!\"&CG$2&$BA13),\"\"),\"\")","v":""},{"$f":"INDEX('Measure Descriptions'!$A$10:$A$46,MATCH(Map_Gas_Fin[[#This Row],[Measure]],'Measure Descriptions'!$B$10:$B$46,0))","v":""},{"$f":"IF($BA13<>\"\",IF(VLOOKUP(Map_Gas_Fin[[#This Row],[Measure]],'Measure Descriptions'!$B$10:$H$46,CI$2,FALSE)<>\"\",VLOOKUP(Map_Gas_Fin[[#This Row],[Measure]],'Measure Descriptions'!$B$10:$H$46,CI$2,FALSE),\"\"),\"\")","v":""},{"$f":"IF($BA13<>\"\",IF(VLOOKUP(Map_Gas_Fin[[#This Row],[Measure]],'Measure Descriptions'!$B$10:$H$46,CJ$2,FALSE)<>\"\",VLOOKUP(Map_Gas_Fin[[#This Row],[Measure]],'Measure Descriptions'!$B$10:$H$46,CJ$2,FALSE),\"\"),\"\")","v":""},{"$f":"IF($BA13<>\"\",IF(VLOOKUP(Map_Gas_Fin[[#This Row],[Measure]],'Measure Descriptions'!$B$10:$H$46,CK$2,FALSE)<>\"\",VLOOKUP(Map_Gas_Fin[[#This Row],[Measure]],'Measure Descriptions'!$B$10:$H$46,CK$2,FALSE),\"\"),\"\")","v":""},{"$f":"IF($BA13<>\"\",IF(VLOOKUP(Map_Gas_Fin[[#This Row],[Measure]],'Measure Descriptions'!$B$10:$H$46,CL$2,FALSE)<>\"\",VLOOKUP(Map_Gas_Fin[[#This Row],[Measure]],'Measure Descriptions'!$B$10:$H$46,CL$2,FALSE),\"\"),\"\")","v":""},{"$f":"IF($BA13<>\"\",IF(VLOOKUP(Map_Gas_Fin[[#This Row],[Measure]],'Measure Descriptions'!$B$10:$H$46,CM$2,FALSE)<>\"\",VLOOKUP(Map_Gas_Fin[[#This Row],[Measure]],'Measure Descriptions'!$B$10:$H$46,CM$2,FALSE),\"\"),\"\")","v":""},{"$f":"IF($BA13<>\"\",IF(VLOOKUP(Map_Gas_Fin[[#This Row],[Measure]],'Measure Descriptions'!$B$10:$H$46,CN$2,FALSE)<>\"\",VLOOKUP(Map_Gas_Fin[[#This Row],[Measure]],'Measure Descriptions'!$B$10:$H$46,CN$2,FALSE),\"\"),\"\")","v":""},{"$f":"IF($BA13<>\"\",IF(INDIRECT(\"Measures!\"&CO$2&$BA13)<>\"\",INDIRECT(\"Measures!\"&CO$2&$BA13),\"\"),\"\")","v":""}]
[null,null,"","",{"$f":"IF($B14<>\"\",IF(INDIRECT(\"Measures!\"&E$2&$B14)<>\"\",INDIRECT(\"Measures!\"&E$2&$B14),\"\"),\"\")","v":""},{"$f":"IF($B14<>\"\",IF(INDIRECT(\"Measures!\"&F$2&$B14)<>\"\",INDIRECT(\"Measures!\"&F$2&$B14),\"\"),\"\")","v":""},{"$f":"IF($B14<>\"\",IF(INDIRECT(\"Measures!\"&G$2&$B14)<>\"\",INDIRECT(\"Measures!\"&G$2&$B14),\"\"),\"\")","v":""},{"$f":"IF($B14<>\"\",IF(INDIRECT(\"Measures!\"&H$2&$B14)<>\"\",INDIRECT(\"Measures!\"&H$2&$B14),\"\"),\"\")","v":""},{"$f":"IF($B14<>\"\",IF(INDIRECT(\"Measures!\"&I$2&$B14)<>\"\",INDIRECT(\"Measures!\"&I$2&$B14),\"\"),\"\")","v":""},{"$f":"IF($B14<>\"\",IF(INDIRECT(\"Measures!\"&J$2&$B14)<>\"\",INDIRECT(\"Measures!\"&J$2&$B14),\"\"),\"\")","v":""},{"$f":"IF($B14<>\"\",IF(INDIRECT(\"Measures!\"&K$2&$B14)<>\"\",INDIRECT(\"Measures!\"&K$2&$B14),\"\"),\"\")","v":""},{"$f":"IF($B14<>\"\",IF(INDIRECT(\"Measures!\"&L$2&$B14)<>\"\",INDIRECT(\"Measures!\"&L$2&$B14),\"\"),\"\")","v":""},{"$f":"IF($B14<>\"\",IF(INDIRECT(\"Measures!\"&M$2&$B14)<>\"\",INDIRECT(\"Measures!\"&M$2&$B14),\"\"),\"\")","v":""},{"$f":"IF($B14<>\"\",IF(INDIRECT(\"Measures!\"&N$2&$B14)<>\"\",INDIRECT(\"Measures!\"&N$2&$B14),\"\"),\"\")","v":""},{"$f":"IF($B14<>\"\",IF(INDIRECT(\"Measures!\"&O$2&$B14)<>\"\",INDIRECT(\"Measures!\"&O$2&$B14),\"\"),\"\")","v":""},{"$f":"IF($B14<>\"\",IF(INDIRECT(\"Measures!\"&P$2&$B14)<>\"\",INDIRECT(\"Measures!\"&P$2&$B14),\"\"),\"\")","v":""},{"$f":"IF($B14<>\"\",IF(INDIRECT(\"Measures!\"&Q$2&$B14)<>\"\",INDIRECT(\"Measures!\"&Q$2&$B14),\"\"),\"\")","v":""},{"$f":"IF($B14<>\"\",IF(INDIRECT(\"Measures!\"&R$2&$B14)<>\"\",INDIRECT(\"Measures!\"&R$2&$B14),\"\"),\"\")","v":""},{"$f":"IF($B14<>\"\",IF(INDIRECT(\"Measures!\"&S$2&$B14)<>\"\",INDIRECT(\"Measures!\"&S$2&$B14),\"\"),\"\")","v":""},{"$f":"IF($B14<>\"\",IF(INDIRECT(\"Measures!\"&T$2&$B14)<>\"\",INDIRECT(\"Measures!\"&T$2&$B14),\"\"),\"\")","v":""},{"$f":"IF($B14<>\"\",IF(INDIRECT(\"Measures!\"&U$2&$B14)<>\"\",INDIRECT(\"Measures!\"&U$2&$B14),\"\"),\"\")","v":""},{"$f":"IF($B14<>\"\",IF(INDIRECT(\"Measures!\"&V$2&$B14)<>\"\",INDIRECT(\"Measures!\"&V$2&$B14),\"\"),\"\")","v":""},{"$f":"IF($B14<>\"\",IF(INDIRECT(\"Measures!\"&W$2&$B14)<>\"\",INDIRECT(\"Measures!\"&W$2&$B14),\"\"),\"\")","v":""},{"$f":"IF($B14<>\"\",IF(INDIRECT(\"Measures!\"&X$2&$B14)<>\"\",INDIRECT(\"Measures!\"&X$2&$B14),\"\"),\"\")","v":""},{"$f":"IF($B14<>\"\",IF(INDIRECT(\"Measures!\"&Y$2&$B14)<>\"\",INDIRECT(\"Measures!\"&Y$2&$B14),\"\"),\"\")","v":""},{"$f":"IF($B14<>\"\",IF(INDIRECT(\"Measures!\"&Z$2&$B14)<>\"\",INDIRECT(\"Measures!\"&Z$2&$B14),\"\"),\"\")","v":""},{"$f":"IF($B14<>\"\",IF(INDIRECT(\"Measures!\"&AA$2&$B14)<>\"\",INDIRECT(\"Measures!\"&AA$2&$B14),\"\"),\"\")","v":""},{"$f":"IF($B14<>\"\",IF(INDIRECT(\"Measures!\"&AB$2&$B14)<>\"\",INDIRECT(\"Measures!\"&AB$2&$B14),\"\"),\"\")","v":""},{"$f":"IF($B14<>\"\",IF(INDIRECT(\"Measures!\"&AC$2&$B14)<>\"\",INDIRECT(\"Measures!\"&AC$2&$B14),\"\"),\"\")","v":""},{"$f":"IF($B14<>\"\",IF(INDIRECT(\"Measures!\"&AD$2&$B14)<>\"\",INDIRECT(\"Measures!\"&AD$2&$B14),\"\"),\"\")","v":""},{"$f":"IF($B14<>\"\",IF(INDIRECT(\"Measures!\"&AE$2&$B14)<>\"\",INDIRECT(\"Measures!\"&AE$2&$B14),\"\"),\"\")","v":""},{"$f":"IF($B14<>\"\",IF(INDIRECT(\"Measures!\"&AF$2&$B14)<>\"\",INDIRECT(\"Measures!\"&AF$2&$B14),\"\"),\"\")","v":""},{"$f":"IF($B14<>\"\",IF(INDIRECT(\"Measures!\"&AG$2&$B14)<>\"\",INDIRECT(\"Measures!\"&AG$2&$B14),\"\"),\"\")","v":""},{"$f":"IF($B14<>\"\",IF(INDIRECT(\"Measures!\"&AH$2&$B14)<>\"\",INDIRECT(\"Measures!\"&AH$2&$B14),\"\"),\"\")","v":""},{"$f":"INDEX('Measure Descriptions'!$A$10:$A$46,MATCH(Map_Elec_Fin[[#This Row],[Measure]],'Measure Descriptions'!$B$10:$B$46,0))","v":""},{"$f":"IF($B14<>\"\",IF(VLOOKUP(Map_Elec_Fin[[#This Row],[Measure]],'Measure Descriptions'!$B$10:$H$46,AJ$2,FALSE)<>\"\",VLOOKUP(Map_Elec_Fin[[#This Row],[Measure]],'Measure Descriptions'!$B$10:$H$46,AJ$2,FALSE),\"\"),\"\")","v":""},{"$f":"IF($B14<>\"\",IF(VLOOKUP(Map_Elec_Fin[[#This Row],[Measure]],'Measure Descriptions'!$B$10:$H$46,AK$2,FALSE)<>\"\",VLOOKUP(Map_Elec_Fin[[#This Row],[Measure]],'Measure Descriptions'!$B$10:$H$46,AK$2,FALSE),\"\"),\"\")","v":""},{"$f":"IF($B14<>\"\",IF(VLOOKUP(Map_Elec_Fin[[#This Row],[Measure]],'Measure Descriptions'!$B$10:$H$46,AL$2,FALSE)<>\"\",VLOOKUP(Map_Elec_Fin[[#This Row],[Measure]],'Measure Descriptions'!$B$10:$H$46,AL$2,FALSE),\"\"),\"\")","v":""},{"$f":"IF($B14<>\"\",IF(VLOOKUP(Map_Elec_Fin[[#This Row],[Measure]],'Measure Descriptions'!$B$10:$H$46,AM$2,FALSE)<>\"\",VLOOKUP(Map_Elec_Fin[[#This Row],[Measure]],'Measure Descriptions'!$B$10:$H$46,AM$2,FALSE),\"\"),\"\")","v":""},{"$f":"IF($B14<>\"\",IF(VLOOKUP(Map_Elec_Fin[[#This Row],[Measure]],'Measure Descriptions'!$B$10:$H$46,AN$2,FALSE)<>\"\",VLOOKUP(Map_Elec_Fin[[#This Row],[Measure]],'Measure Descriptions'!$B$10:$H$46,AN$2,FALSE),\"\"),\"\")","v":""},{"$f":"IF($B14<>\"\",IF(VLOOKUP(Map_Elec_Fin[[#This Row],[Measure]],'Measure Descriptions'!$B$10:$H$46,AO$2,FALSE)<>\"\",VLOOKUP(Map_Elec_Fin[[#This Row],[Measure]],'Measure Descriptions'!$B$10:$H$46,AO$2,FALSE),\"\"),\"\")","v":""},{"$f":"IF($B14<>\"\",IF(INDIRECT(\"Measures!\"&AP$2&$B14)<>\"\",INDIRECT(\"Measures!\"&AP$2&$B14),\"\"),\"\")","v":""},null,null,null,null,null,null,null,null,null,null,null,"","",{"$f":"IF($BA14<>\"\",IF(INDIRECT(\"Measures!\"&BD$2&$BA14)<>\"\",INDIRECT(\"Measures!\"&BD$2&$BA14),\"\"),\"\")","v":""},{"$f":"IF($BA14<>\"\",IF(INDIRECT(\"Measures!\"&BE$2&$BA14)<>\"\",INDIRECT(\"Measures!\"&BE$2&$BA14),\"\"),\"\")","v":""},{"$f":"IF($BA14<>\"\",IF(INDIRECT(\"Measures!\"&BF$2&$BA14)<>\"\",INDIRECT(\"Measures!\"&BF$2&$BA14),\"\"),\"\")","v":""},{"$f":"IF($BA14<>\"\",IF(INDIRECT(\"Measures!\"&BG$2&$BA14)<>\"\",INDIRECT(\"Measures!\"&BG$2&$BA14),\"\"),\"\")","v":""},{"$f":"IF($BA14<>\"\",IF(INDIRECT(\"Measures!\"&BH$2&$BA14)<>\"\",INDIRECT(\"Measures!\"&BH$2&$BA14),\"\"),\"\")","v":""},{"$f":"IF($BA14<>\"\",IF(INDIRECT(\"Measures!\"&BI$2&$BA14)<>\"\",INDIRECT(\"Measures!\"&BI$2&$BA14),\"\"),\"\")","v":""},{"$f":"IF($BA14<>\"\",IF(INDIRECT(\"Measures!\"&BJ$2&$BA14)<>\"\",INDIRECT(\"Measures!\"&BJ$2&$BA14),\"\"),\"\")","v":""},{"$f":"IF($BA14<>\"\",IF(INDIRECT(\"Measures!\"&BK$2&$BA14)<>\"\",INDIRECT(\"Measures!\"&BK$2&$BA14),\"\"),\"\")","v":""},{"$f":"IF($BA14<>\"\",IF(INDIRECT(\"Measures!\"&BL$2&$BA14)<>\"\",INDIRECT(\"Measures!\"&BL$2&$BA14),\"\"),\"\")","v":""},{"$f":"IF($BA14<>\"\",IF(INDIRECT(\"Measures!\"&BM$2&$BA14)<>\"\",INDIRECT(\"Measures!\"&BM$2&$BA14),\"\"),\"\")","v":""},{"$f":"IF($BA14<>\"\",IF(INDIRECT(\"Measures!\"&BN$2&$BA14)<>\"\",INDIRECT(\"Measures!\"&BN$2&$BA14),\"\"),\"\")","v":""},{"$f":"IF($BA14<>\"\",IF(INDIRECT(\"Measures!\"&BO$2&$BA14)<>\"\",INDIRECT(\"Measures!\"&BO$2&$BA14),\"\"),\"\")","v":""},{"$f":"IF($BA14<>\"\",IF(INDIRECT(\"Measures!\"&BP$2&$BA14)<>\"\",INDIRECT(\"Measures!\"&BP$2&$BA14),\"\"),\"\")","v":""},{"$f":"IF($BA14<>\"\",IF(INDIRECT(\"Measures!\"&BQ$2&$BA14)<>\"\",INDIRECT(\"Measures!\"&BQ$2&$BA14),\"\"),\"\")","v":""},{"$f":"IF($BA14<>\"\",IF(INDIRECT(\"Measures!\"&BR$2&$BA14)<>\"\",INDIRECT(\"Measures!\"&BR$2&$BA14),\"\"),\"\")","v":""},{"$f":"IF($BA14<>\"\",IF(INDIRECT(\"Measures!\"&BS$2&$BA14)<>\"\",INDIRECT(\"Measures!\"&BS$2&$BA14),\"\"),\"\")","v":""},{"$f":"IF($BA14<>\"\",IF(INDIRECT(\"Measures!\"&BT$2&$BA14)<>\"\",INDIRECT(\"Measures!\"&BT$2&$BA14),\"\"),\"\")","v":""},{"$f":"IF($BA14<>\"\",IF(INDIRECT(\"Measures!\"&BU$2&$BA14)<>\"\",INDIRECT(\"Measures!\"&BU$2&$BA14),\"\"),\"\")","v":""},{"$f":"IF($BA14<>\"\",IF(INDIRECT(\"Measures!\"&BV$2&$BA14)<>\"\",INDIRECT(\"Measures!\"&BV$2&$BA14),\"\"),\"\")","v":""},{"$f":"IF($BA14<>\"\",IF(INDIRECT(\"Measures!\"&BW$2&$BA14)<>\"\",INDIRECT(\"Measures!\"&BW$2&$BA14),\"\"),\"\")","v":""},{"$f":"IF($BA14<>\"\",IF(INDIRECT(\"Measures!\"&BX$2&$BA14)<>\"\",INDIRECT(\"Measures!\"&BX$2&$BA14),\"\"),\"\")","v":""},{"$f":"IF($BA14<>\"\",IF(INDIRECT(\"Measures!\"&BY$2&$BA14)<>\"\",INDIRECT(\"Measures!\"&BY$2&$BA14),\"\"),\"\")","v":""},{"$f":"IF($BA14<>\"\",IF(INDIRECT(\"Measures!\"&BZ$2&$BA14)<>\"\",INDIRECT(\"Measures!\"&BZ$2&$BA14),\"\"),\"\")","v":""},{"$f":"IF($BA14<>\"\",IF(INDIRECT(\"Measures!\"&CA$2&$BA14)<>\"\",INDIRECT(\"Measures!\"&CA$2&$BA14),\"\"),\"\")","v":""},{"$f":"IF($BA14<>\"\",IF(INDIRECT(\"Measures!\"&CB$2&$BA14)<>\"\",INDIRECT(\"Measures!\"&CB$2&$BA14),\"\"),\"\")","v":""},{"$f":"IF($BA14<>\"\",IF(INDIRECT(\"Measures!\"&CC$2&$BA14)<>\"\",INDIRECT(\"Measures!\"&CC$2&$BA14),\"\"),\"\")","v":""},{"$f":"IF($BA14<>\"\",IF(INDIRECT(\"Measures!\"&CD$2&$BA14)<>\"\",INDIRECT(\"Measures!\"&CD$2&$BA14),\"\"),\"\")","v":""},{"$f":"IF($BA14<>\"\",IF(INDIRECT(\"Measures!\"&CE$2&$BA14)<>\"\",INDIRECT(\"Measures!\"&CE$2&$BA14),\"\"),\"\")","v":""},{"$f":"IF($BA14<>\"\",IF(INDIRECT(\"Measures!\"&CF$2&$BA14)<>\"\",INDIRECT(\"Measures!\"&CF$2&$BA14),\"\"),\"\")","v":""},{"$f":"IF($BA14<>\"\",IF(INDIRECT(\"Measures!\"&CG$2&$BA14)<>\"\",INDIRECT(\"Measures!\"&CG$2&$BA14),\"\"),\"\")","v":""},{"$f":"INDEX('Measure Descriptions'!$A$10:$A$46,MATCH(Map_Gas_Fin[[#This Row],[Measure]],'Measure Descriptions'!$B$10:$B$46,0))","v":""},{"$f":"IF($BA14<>\"\",IF(VLOOKUP(Map_Gas_Fin[[#This Row],[Measure]],'Measure Descriptions'!$B$10:$H$46,CI$2,FALSE)<>\"\",VLOOKUP(Map_Gas_Fin[[#This Row],[Measure]],'Measure Descriptions'!$B$10:$H$46,CI$2,FALSE),\"\"),\"\")","v":""},{"$f":"IF($BA14<>\"\",IF(VLOOKUP(Map_Gas_Fin[[#This Row],[Measure]],'Measure Descriptions'!$B$10:$H$46,CJ$2,FALSE)<>\"\",VLOOKUP(Map_Gas_Fin[[#This Row],[Measure]],'Measure Descriptions'!$B$10:$H$46,CJ$2,FALSE),\"\"),\"\")","v":""},{"$f":"IF($BA14<>\"\",IF(VLOOKUP(Map_Gas_Fin[[#This Row],[Measure]],'Measure Descriptions'!$B$10:$H$46,CK$2,FALSE)<>\"\",VLOOKUP(Map_Gas_Fin[[#This Row],[Measure]],'Measure Descriptions'!$B$10:$H$46,CK$2,FALSE),\"\"),\"\")","v":""},{"$f":"IF($BA14<>\"\",IF(VLOOKUP(Map_Gas_Fin[[#This Row],[Measure]],'Measure Descriptions'!$B$10:$H$46,CL$2,FALSE)<>\"\",VLOOKUP(Map_Gas_Fin[[#This Row],[Measure]],'Measure Descriptions'!$B$10:$H$46,CL$2,FALSE),\"\"),\"\")","v":""},{"$f":"IF($BA14<>\"\",IF(VLOOKUP(Map_Gas_Fin[[#This Row],[Measure]],'Measure Descriptions'!$B$10:$H$46,CM$2,FALSE)<>\"\",VLOOKUP(Map_Gas_Fin[[#This Row],[Measure]],'Measure Descriptions'!$B$10:$H$46,CM$2,FALSE),\"\"),\"\")","v":""},{"$f":"IF($BA14<>\"\",IF(VLOOKUP(Map_Gas_Fin[[#This Row],[Measure]],'Measure Descriptions'!$B$10:$H$46,CN$2,FALSE)<>\"\",VLOOKUP(Map_Gas_Fin[[#This Row],[Measure]],'Measure Descriptions'!$B$10:$H$46,CN$2,FALSE),\"\"),\"\")","v":""},{"$f":"IF($BA14<>\"\",IF(INDIRECT(\"Measures!\"&CO$2&$BA14)<>\"\",INDIRECT(\"Measures!\"&CO$2&$BA14),\"\"),\"\")","v":""}]
[null,null,"","",{"$f":"IF($B15<>\"\",IF(INDIRECT(\"Measures!\"&E$2&$B15)<>\"\",INDIRECT(\"Measures!\"&E$2&$B15),\"\"),\"\")","v":""},{"$f":"IF($B15<>\"\",IF(INDIRECT(\"Measures!\"&F$2&$B15)<>\"\",INDIRECT(\"Measures!\"&F$2&$B15),\"\"),\"\")","v":""},{"$f":"IF($B15<>\"\",IF(INDIRECT(\"Measures!\"&G$2&$B15)<>\"\",INDIRECT(\"Measures!\"&G$2&$B15),\"\"),\"\")","v":""},{"$f":"IF($B15<>\"\",IF(INDIRECT(\"Measures!\"&H$2&$B15)<>\"\",INDIRECT(\"Measures!\"&H$2&$B15),\"\"),\"\")","v":""},{"$f":"IF($B15<>\"\",IF(INDIRECT(\"Measures!\"&I$2&$B15)<>\"\",INDIRECT(\"Measures!\"&I$2&$B15),\"\"),\"\")","v":""},{"$f":"IF($B15<>\"\",IF(INDIRECT(\"Measures!\"&J$2&$B15)<>\"\",INDIRECT(\"Measures!\"&J$2&$B15),\"\"),\"\")","v":""},{"$f":"IF($B15<>\"\",IF(INDIRECT(\"Measures!\"&K$2&$B15)<>\"\",INDIRECT(\"Measures!\"&K$2&$B15),\"\"),\"\")","v":""},{"$f":"IF($B15<>\"\",IF(INDIRECT(\"Measures!\"&L$2&$B15)<>\"\",INDIRECT(\"Measures!\"&L$2&$B15),\"\"),\"\")","v":""},{"$f":"IF($B15<>\"\",IF(INDIRECT(\"Measures!\"&M$2&$B15)<>\"\",INDIRECT(\"Measures!\"&M$2&$B15),\"\"),\"\")","v":""},{"$f":"IF($B15<>\"\",IF(INDIRECT(\"Measures!\"&N$2&$B15)<>\"\",INDIRECT(\"Measures!\"&N$2&$B15),\"\"),\"\")","v":""},{"$f":"IF($B15<>\"\",IF(INDIRECT(\"Measures!\"&O$2&$B15)<>\"\",INDIRECT(\"Measures!\"&O$2&$B15),\"\"),\"\")","v":""},{"$f":"IF($B15<>\"\",IF(INDIRECT(\"Measures!\"&P$2&$B15)<>\"\",INDIRECT(\"Measures!\"&P$2&$B15),\"\"),\"\")","v":""},{"$f":"IF($B15<>\"\",IF(INDIRECT(\"Measures!\"&Q$2&$B15)<>\"\",INDIRECT(\"Measures!\"&Q$2&$B15),\"\"),\"\")","v":""},{"$f":"IF($B15<>\"\",IF(INDIRECT(\"Measures!\"&R$2&$B15)<>\"\",INDIRECT(\"Measures!\"&R$2&$B15),\"\"),\"\")","v":""},{"$f":"IF($B15<>\"\",IF(INDIRECT(\"Measures!\"&S$2&$B15)<>\"\",INDIRECT(\"Measures!\"&S$2&$B15),\"\"),\"\")","v":""},{"$f":"IF($B15<>\"\",IF(INDIRECT(\"Measures!\"&T$2&$B15)<>\"\",INDIRECT(\"Measures!\"&T$2&$B15),\"\"),\"\")","v":""},{"$f":"IF($B15<>\"\",IF(INDIRECT(\"Measures!\"&U$2&$B15)<>\"\",INDIRECT(\"Measures!\"&U$2&$B15),\"\"),\"\")","v":""},{"$f":"IF($B15<>\"\",IF(INDIRECT(\"Measures!\"&V$2&$B15)<>\"\",INDIRECT(\"Measures!\"&V$2&$B15),\"\"),\"\")","v":""},{"$f":"IF($B15<>\"\",IF(INDIRECT(\"Measures!\"&W$2&$B15)<>\"\",INDIRECT(\"Measures!\"&W$2&$B15),\"\"),\"\")","v":""},{"$f":"IF($B15<>\"\",IF(INDIRECT(\"Measures!\"&X$2&$B15)<>\"\",INDIRECT(\"Measures!\"&X$2&$B15),\"\"),\"\")","v":""},{"$f":"IF($B15<>\"\",IF(INDIRECT(\"Measures!\"&Y$2&$B15)<>\"\",INDIRECT(\"Measures!\"&Y$2&$B15),\"\"),\"\")","v":""},{"$f":"IF($B15<>\"\",IF(INDIRECT(\"Measures!\"&Z$2&$B15)<>\"\",INDIRECT(\"Measures!\"&Z$2&$B15),\"\"),\"\")","v":""},{"$f":"IF($B15<>\"\",IF(INDIRECT(\"Measures!\"&AA$2&$B15)<>\"\",INDIRECT(\"Measures!\"&AA$2&$B15),\"\"),\"\")","v":""},{"$f":"IF($B15<>\"\",IF(INDIRECT(\"Measures!\"&AB$2&$B15)<>\"\",INDIRECT(\"Measures!\"&AB$2&$B15),\"\"),\"\")","v":""},{"$f":"IF($B15<>\"\",IF(INDIRECT(\"Measures!\"&AC$2&$B15)<>\"\",INDIRECT(\"Measures!\"&AC$2&$B15),\"\"),\"\")","v":""},{"$f":"IF($B15<>\"\",IF(INDIRECT(\"Measures!\"&AD$2&$B15)<>\"\",INDIRECT(\"Measures!\"&AD$2&$B15),\"\"),\"\")","v":""},{"$f":"IF($B15<>\"\",IF(INDIRECT(\"Measures!\"&AE$2&$B15)<>\"\",INDIRECT(\"Measures!\"&AE$2&$B15),\"\"),\"\")","v":""},{"$f":"IF($B15<>\"\",IF(INDIRECT(\"Measures!\"&AF$2&$B15)<>\"\",INDIRECT(\"Measures!\"&AF$2&$B15),\"\"),\"\")","v":""},{"$f":"IF($B15<>\"\",IF(INDIRECT(\"Measures!\"&AG$2&$B15)<>\"\",INDIRECT(\"Measures!\"&AG$2&$B15),\"\"),\"\")","v":""},{"$f":"IF($B15<>\"\",IF(INDIRECT(\"Measures!\"&AH$2&$B15)<>\"\",INDIRECT(\"Measures!\"&AH$2&$B15),\"\"),\"\")","v":""},{"$f":"INDEX('Measure Descriptions'!$A$10:$A$46,MATCH(Map_Elec_Fin[[#This Row],[Measure]],'Measure Descriptions'!$B$10:$B$46,0))","v":""},{"$f":"IF($B15<>\"\",IF(VLOOKUP(Map_Elec_Fin[[#This Row],[Measure]],'Measure Descriptions'!$B$10:$H$46,AJ$2,FALSE)<>\"\",VLOOKUP(Map_Elec_Fin[[#This Row],[Measure]],'Measure Descriptions'!$B$10:$H$46,AJ$2,FALSE),\"\"),\"\")","v":""},{"$f":"IF($B15<>\"\",IF(VLOOKUP(Map_Elec_Fin[[#This Row],[Measure]],'Measure Descriptions'!$B$10:$H$46,AK$2,FALSE)<>\"\",VLOOKUP(Map_Elec_Fin[[#This Row],[Measure]],'Measure Descriptions'!$B$10:$H$46,AK$2,FALSE),\"\"),\"\")","v":""},{"$f":"IF($B15<>\"\",IF(VLOOKUP(Map_Elec_Fin[[#This Row],[Measure]],'Measure Descriptions'!$B$10:$H$46,AL$2,FALSE)<>\"\",VLOOKUP(Map_Elec_Fin[[#This Row],[Measure]],'Measure Descriptions'!$B$10:$H$46,AL$2,FALSE),\"\"),\"\")","v":""},{"$f":"IF($B15<>\"\",IF(VLOOKUP(Map_Elec_Fin[[#This Row],[Measure]],'Measure Descriptions'!$B$10:$H$46,AM$2,FALSE)<>\"\",VLOOKUP(Map_Elec_Fin[[#This Row],[Measure]],'Measure Descriptions'!$B$10:$H$46,AM$2,FALSE),\"\"),\"\")","v":""},{"$f":"IF($B15<>\"\",IF(VLOOKUP(Map_Elec_Fin[[#This Row],[Measure]],'Measure Descriptions'!$B$10:$H$46,AN$2,FALSE)<>\"\",VLOOKUP(Map_Elec_Fin[[#This Row],[Measure]],'Measure Descriptions'!$B$10:$H$46,AN$2,FALSE),\"\"),\"\")","v":""},{"$f":"IF($B15<>\"\",IF(VLOOKUP(Map_Elec_Fin[[#This Row],[Measure]],'Measure Descriptions'!$B$10:$H$46,AO$2,FALSE)<>\"\",VLOOKUP(Map_Elec_Fin[[#This Row],[Measure]],'Measure Descriptions'!$B$10:$H$46,AO$2,FALSE),\"\"),\"\")","v":""},{"$f":"IF($B15<>\"\",IF(INDIRECT(\"Measures!\"&AP$2&$B15)<>\"\",INDIRECT(\"Measures!\"&AP$2&$B15),\"\"),\"\")","v":""},null,null,null,null,null,null,null,null,null,null,null,"","",{"$f":"IF($BA15<>\"\",IF(INDIRECT(\"Measures!\"&BD$2&$BA15)<>\"\",INDIRECT(\"Measures!\"&BD$2&$BA15),\"\"),\"\")","v":""},{"$f":"IF($BA15<>\"\",IF(INDIRECT(\"Measures!\"&BE$2&$BA15)<>\"\",INDIRECT(\"Measures!\"&BE$2&$BA15),\"\"),\"\")","v":""},{"$f":"IF($BA15<>\"\",IF(INDIRECT(\"Measures!\"&BF$2&$BA15)<>\"\",INDIRECT(\"Measures!\"&BF$2&$BA15),\"\"),\"\")","v":""},{"$f":"IF($BA15<>\"\",IF(INDIRECT(\"Measures!\"&BG$2&$BA15)<>\"\",INDIRECT(\"Measures!\"&BG$2&$BA15),\"\"),\"\")","v":""},{"$f":"IF($BA15<>\"\",IF(INDIRECT(\"Measures!\"&BH$2&$BA15)<>\"\",INDIRECT(\"Measures!\"&BH$2&$BA15),\"\"),\"\")","v":""},{"$f":"IF($BA15<>\"\",IF(INDIRECT(\"Measures!\"&BI$2&$BA15)<>\"\",INDIRECT(\"Measures!\"&BI$2&$BA15),\"\"),\"\")","v":""},{"$f":"IF($BA15<>\"\",IF(INDIRECT(\"Measures!\"&BJ$2&$BA15)<>\"\",INDIRECT(\"Measures!\"&BJ$2&$BA15),\"\"),\"\")","v":""},{"$f":"IF($BA15<>\"\",IF(INDIRECT(\"Measures!\"&BK$2&$BA15)<>\"\",INDIRECT(\"Measures!\"&BK$2&$BA15),\"\"),\"\")","v":""},{"$f":"IF($BA15<>\"\",IF(INDIRECT(\"Measures!\"&BL$2&$BA15)<>\"\",INDIRECT(\"Measures!\"&BL$2&$BA15),\"\"),\"\")","v":""},{"$f":"IF($BA15<>\"\",IF(INDIRECT(\"Measures!\"&BM$2&$BA15)<>\"\",INDIRECT(\"Measures!\"&BM$2&$BA15),\"\"),\"\")","v":""},{"$f":"IF($BA15<>\"\",IF(INDIRECT(\"Measures!\"&BN$2&$BA15)<>\"\",INDIRECT(\"Measures!\"&BN$2&$BA15),\"\"),\"\")","v":""},{"$f":"IF($BA15<>\"\",IF(INDIRECT(\"Measures!\"&BO$2&$BA15)<>\"\",INDIRECT(\"Measures!\"&BO$2&$BA15),\"\"),\"\")","v":""},{"$f":"IF($BA15<>\"\",IF(INDIRECT(\"Measures!\"&BP$2&$BA15)<>\"\",INDIRECT(\"Measures!\"&BP$2&$BA15),\"\"),\"\")","v":""},{"$f":"IF($BA15<>\"\",IF(INDIRECT(\"Measures!\"&BQ$2&$BA15)<>\"\",INDIRECT(\"Measures!\"&BQ$2&$BA15),\"\"),\"\")","v":""},{"$f":"IF($BA15<>\"\",IF(INDIRECT(\"Measures!\"&BR$2&$BA15)<>\"\",INDIRECT(\"Measures!\"&BR$2&$BA15),\"\"),\"\")","v":""},{"$f":"IF($BA15<>\"\",IF(INDIRECT(\"Measures!\"&BS$2&$BA15)<>\"\",INDIRECT(\"Measures!\"&BS$2&$BA15),\"\"),\"\")","v":""},{"$f":"IF($BA15<>\"\",IF(INDIRECT(\"Measures!\"&BT$2&$BA15)<>\"\",INDIRECT(\"Measures!\"&BT$2&$BA15),\"\"),\"\")","v":""},{"$f":"IF($BA15<>\"\",IF(INDIRECT(\"Measures!\"&BU$2&$BA15)<>\"\",INDIRECT(\"Measures!\"&BU$2&$BA15),\"\"),\"\")","v":""},{"$f":"IF($BA15<>\"\",IF(INDIRECT(\"Measures!\"&BV$2&$BA15)<>\"\",INDIRECT(\"Measures!\"&BV$2&$BA15),\"\"),\"\")","v":""},{"$f":"IF($BA15<>\"\",IF(INDIRECT(\"Measures!\"&BW$2&$BA15)<>\"\",INDIRECT(\"Measures!\"&BW$2&$BA15),\"\"),\"\")","v":""},{"$f":"IF($BA15<>\"\",IF(INDIRECT(\"Measures!\"&BX$2&$BA15)<>\"\",INDIRECT(\"Measures!\"&BX$2&$BA15),\"\"),\"\")","v":""},{"$f":"IF($BA15<>\"\",IF(INDIRECT(\"Measures!\"&BY$2&$BA15)<>\"\",INDIRECT(\"Measures!\"&BY$2&$BA15),\"\"),\"\")","v":""},{"$f":"IF($BA15<>\"\",IF(INDIRECT(\"Measures!\"&BZ$2&$BA15)<>\"\",INDIRECT(\"Measures!\"&BZ$2&$BA15),\"\"),\"\")","v":""},{"$f":"IF($BA15<>\"\",IF(INDIRECT(\"Measures!\"&CA$2&$BA15)<>\"\",INDIRECT(\"Measures!\"&CA$2&$BA15),\"\"),\"\")","v":""},{"$f":"IF($BA15<>\"\",IF(INDIRECT(\"Measures!\"&CB$2&$BA15)<>\"\",INDIRECT(\"Measures!\"&CB$2&$BA15),\"\"),\"\")","v":""},{"$f":"IF($BA15<>\"\",IF(INDIRECT(\"Measures!\"&CC$2&$BA15)<>\"\",INDIRECT(\"Measures!\"&CC$2&$BA15),\"\"),\"\")","v":""},{"$f":"IF($BA15<>\"\",IF(INDIRECT(\"Measures!\"&CD$2&$BA15)<>\"\",INDIRECT(\"Measures!\"&CD$2&$BA15),\"\"),\"\")","v":""},{"$f":"IF($BA15<>\"\",IF(INDIRECT(\"Measures!\"&CE$2&$BA15)<>\"\",INDIRECT(\"Measures!\"&CE$2&$BA15),\"\"),\"\")","v":""},{"$f":"IF($BA15<>\"\",IF(INDIRECT(\"Measures!\"&CF$2&$BA15)<>\"\",INDIRECT(\"Measures!\"&CF$2&$BA15),\"\"),\"\")","v":""},{"$f":"IF($BA15<>\"\",IF(INDIRECT(\"Measures!\"&CG$2&$BA15)<>\"\",INDIRECT(\"Measures!\"&CG$2&$BA15),\"\"),\"\")","v":""},{"$f":"INDEX('Measure Descriptions'!$A$10:$A$46,MATCH(Map_Gas_Fin[[#This Row],[Measure]],'Measure Descriptions'!$B$10:$B$46,0))","v":""},{"$f":"IF($BA15<>\"\",IF(VLOOKUP(Map_Gas_Fin[[#This Row],[Measure]],'Measure Descriptions'!$B$10:$H$46,CI$2,FALSE)<>\"\",VLOOKUP(Map_Gas_Fin[[#This Row],[Measure]],'Measure Descriptions'!$B$10:$H$46,CI$2,FALSE),\"\"),\"\")","v":""},{"$f":"IF($BA15<>\"\",IF(VLOOKUP(Map_Gas_Fin[[#This Row],[Measure]],'Measure Descriptions'!$B$10:$H$46,CJ$2,FALSE)<>\"\",VLOOKUP(Map_Gas_Fin[[#This Row],[Measure]],'Measure Descriptions'!$B$10:$H$46,CJ$2,FALSE),\"\"),\"\")","v":""},{"$f":"IF($BA15<>\"\",IF(VLOOKUP(Map_Gas_Fin[[#This Row],[Measure]],'Measure Descriptions'!$B$10:$H$46,CK$2,FALSE)<>\"\",VLOOKUP(Map_Gas_Fin[[#This Row],[Measure]],'Measure Descriptions'!$B$10:$H$46,CK$2,FALSE),\"\"),\"\")","v":""},{"$f":"IF($BA15<>\"\",IF(VLOOKUP(Map_Gas_Fin[[#This Row],[Measure]],'Measure Descriptions'!$B$10:$H$46,CL$2,FALSE)<>\"\",VLOOKUP(Map_Gas_Fin[[#This Row],[Measure]],'Measure Descriptions'!$B$10:$H$46,CL$2,FALSE),\"\"),\"\")","v":""},{"$f":"IF($BA15<>\"\",IF(VLOOKUP(Map_Gas_Fin[[#This Row],[Measure]],'Measure Descriptions'!$B$10:$H$46,CM$2,FALSE)<>\"\",VLOOKUP(Map_Gas_Fin[[#This Row],[Measure]],'Measure Descriptions'!$B$10:$H$46,CM$2,FALSE),\"\"),\"\")","v":""},{"$f":"IF($BA15<>\"\",IF(VLOOKUP(Map_Gas_Fin[[#This Row],[Measure]],'Measure Descriptions'!$B$10:$H$46,CN$2,FALSE)<>\"\",VLOOKUP(Map_Gas_Fin[[#This Row],[Measure]],'Measure Descriptions'!$B$10:$H$46,CN$2,FALSE),\"\"),\"\")","v":""},{"$f":"IF($BA15<>\"\",IF(INDIRECT(\"Measures!\"&CO$2&$BA15)<>\"\",INDIRECT(\"Measures!\"&CO$2&$BA15),\"\"),\"\")","v":""}]
[null,null,"","",{"$f":"IF($B16<>\"\",IF(INDIRECT(\"Measures!\"&E$2&$B16)<>\"\",INDIRECT(\"Measures!\"&E$2&$B16),\"\"),\"\")","v":""},{"$f":"IF($B16<>\"\",IF(INDIRECT(\"Measures!\"&F$2&$B16)<>\"\",INDIRECT(\"Measures!\"&F$2&$B16),\"\"),\"\")","v":""},{"$f":"IF($B16<>\"\",IF(INDIRECT(\"Measures!\"&G$2&$B16)<>\"\",INDIRECT(\"Measures!\"&G$2&$B16),\"\"),\"\")","v":""},{"$f":"IF($B16<>\"\",IF(INDIRECT(\"Measures!\"&H$2&$B16)<>\"\",INDIRECT(\"Measures!\"&H$2&$B16),\"\"),\"\")","v":""},{"$f":"IF($B16<>\"\",IF(INDIRECT(\"Measures!\"&I$2&$B16)<>\"\",INDIRECT(\"Measures!\"&I$2&$B16),\"\"),\"\")","v":""},{"$f":"IF($B16<>\"\",IF(INDIRECT(\"Measures!\"&J$2&$B16)<>\"\",INDIRECT(\"Measures!\"&J$2&$B16),\"\"),\"\")","v":""},{"$f":"IF($B16<>\"\",IF(INDIRECT(\"Measures!\"&K$2&$B16)<>\"\",INDIRECT(\"Measures!\"&K$2&$B16),\"\"),\"\")","v":""},{"$f":"IF($B16<>\"\",IF(INDIRECT(\"Measures!\"&L$2&$B16)<>\"\",INDIRECT(\"Measures!\"&L$2&$B16),\"\"),\"\")","v":""},{"$f":"IF($B16<>\"\",IF(INDIRECT(\"Measures!\"&M$2&$B16)<>\"\",INDIRECT(\"Measures!\"&M$2&$B16),\"\"),\"\")","v":""},{"$f":"IF($B16<>\"\",IF(INDIRECT(\"Measures!\"&N$2&$B16)<>\"\",INDIRECT(\"Measures!\"&N$2&$B16),\"\"),\"\")","v":""},{"$f":"IF($B16<>\"\",IF(INDIRECT(\"Measures!\"&O$2&$B16)<>\"\",INDIRECT(\"Measures!\"&O$2&$B16),\"\"),\"\")","v":""},{"$f":"IF($B16<>\"\",IF(INDIRECT(\"Measures!\"&P$2&$B16)<>\"\",INDIRECT(\"Measures!\"&P$2&$B16),\"\"),\"\")","v":""},{"$f":"IF($B16<>\"\",IF(INDIRECT(\"Measures!\"&Q$2&$B16)<>\"\",INDIRECT(\"Measures!\"&Q$2&$B16),\"\"),\"\")","v":""},{"$f":"IF($B16<>\"\",IF(INDIRECT(\"Measures!\"&R$2&$B16)<>\"\",INDIRECT(\"Measures!\"&R$2&$B16),\"\"),\"\")","v":""},{"$f":"IF($B16<>\"\",IF(INDIRECT(\"Measures!\"&S$2&$B16)<>\"\",INDIRECT(\"Measures!\"&S$2&$B16),\"\"),\"\")","v":""},{"$f":"IF($B16<>\"\",IF(INDIRECT(\"Measures!\"&T$2&$B16)<>\"\",INDIRECT(\"Measures!\"&T$2&$B16),\"\"),\"\")","v":""},{"$f":"IF($B16<>\"\",IF(INDIRECT(\"Measures!\"&U$2&$B16)<>\"\",INDIRECT(\"Measures!\"&U$2&$B16),\"\"),\"\")","v":""},{"$f":"IF($B16<>\"\",IF(INDIRECT(\"Measures!\"&V$2&$B16)<>\"\",INDIRECT(\"Measures!\"&V$2&$B16),\"\"),\"\")","v":""},{"$f":"IF($B16<>\"\",IF(INDIRECT(\"Measures!\"&W$2&$B16)<>\"\",INDIRECT(\"Measures!\"&W$2&$B16),\"\"),\"\")","v":""},{"$f":"IF($B16<>\"\",IF(INDIRECT(\"Measures!\"&X$2&$B16)<>\"\",INDIRECT(\"Measures!\"&X$2&$B16),\"\"),\"\")","v":""},{"$f":"IF($B16<>\"\",IF(INDIRECT(\"Measures!\"&Y$2&$B16)<>\"\",INDIRECT(\"Measures!\"&Y$2&$B16),\"\"),\"\")","v":""},{"$f":"IF($B16<>\"\",IF(INDIRECT(\"Measures!\"&Z$2&$B16)<>\"\",INDIRECT(\"Measures!\"&Z$2&$B16),\"\"),\"\")","v":""},{"$f":"IF($B16<>\"\",IF(INDIRECT(\"Measures!\"&AA$2&$B16)<>\"\",INDIRECT(\"Measures!\"&AA$2&$B16),\"\"),\"\")","v":""},{"$f":"IF($B16<>\"\",IF(INDIRECT(\"Measures!\"&AB$2&$B16)<>\"\",INDIRECT(\"Measures!\"&AB$2&$B16),\"\"),\"\")","v":""},{"$f":"IF($B16<>\"\",IF(INDIRECT(\"Measures!\"&AC$2&$B16)<>\"\",INDIRECT(\"Measures!\"&AC$2&$B16),\"\"),\"\")","v":""},{"$f":"IF($B16<>\"\",IF(INDIRECT(\"Measures!\"&AD$2&$B16)<>\"\",INDIRECT(\"Measures!\"&AD$2&$B16),\"\"),\"\")","v":""},{"$f":"IF($B16<>\"\",IF(INDIRECT(\"Measures!\"&AE$2&$B16)<>\"\",INDIRECT(\"Measures!\"&AE$2&$B16),\"\"),\"\")","v":""},{"$f":"IF($B16<>\"\",IF(INDIRECT(\"Measures!\"&AF$2&$B16)<>\"\",INDIRECT(\"Measures!\"&AF$2&$B16),\"\"),\"\")","v":""},{"$f":"IF($B16<>\"\",IF(INDIRECT(\"Measures!\"&AG$2&$B16)<>\"\",INDIRECT(\"Measures!\"&AG$2&$B16),\"\"),\"\")","v":""},{"$f":"IF($B16<>\"\",IF(INDIRECT(\"Measures!\"&AH$2&$B16)<>\"\",INDIRECT(\"Measures!\"&AH$2&$B16),\"\"),\"\")","v":""},{"$f":"INDEX('Measure Descriptions'!$A$10:$A$46,MATCH(Map_Elec_Fin[[#This Row],[Measure]],'Measure Descriptions'!$B$10:$B$46,0))","v":""},{"$f":"IF($B16<>\"\",IF(VLOOKUP(Map_Elec_Fin[[#This Row],[Measure]],'Measure Descriptions'!$B$10:$H$46,AJ$2,FALSE)<>\"\",VLOOKUP(Map_Elec_Fin[[#This Row],[Measure]],'Measure Descriptions'!$B$10:$H$46,AJ$2,FALSE),\"\"),\"\")","v":""},{"$f":"IF($B16<>\"\",IF(VLOOKUP(Map_Elec_Fin[[#This Row],[Measure]],'Measure Descriptions'!$B$10:$H$46,AK$2,FALSE)<>\"\",VLOOKUP(Map_Elec_Fin[[#This Row],[Measure]],'Measure Descriptions'!$B$10:$H$46,AK$2,FALSE),\"\"),\"\")","v":""},{"$f":"IF($B16<>\"\",IF(VLOOKUP(Map_Elec_Fin[[#This Row],[Measure]],'Measure Descriptions'!$B$10:$H$46,AL$2,FALSE)<>\"\",VLOOKUP(Map_Elec_Fin[[#This Row],[Measure]],'Measure Descriptions'!$B$10:$H$46,AL$2,FALSE),\"\"),\"\")","v":""},{"$f":"IF($B16<>\"\",IF(VLOOKUP(Map_Elec_Fin[[#This Row],[Measure]],'Measure Descriptions'!$B$10:$H$46,AM$2,FALSE)<>\"\",VLOOKUP(Map_Elec_Fin[[#This Row],[Measure]],'Measure Descriptions'!$B$10:$H$46,AM$2,FALSE),\"\"),\"\")","v":""},{"$f":"IF($B16<>\"\",IF(VLOOKUP(Map_Elec_Fin[[#This Row],[Measure]],'Measure Descriptions'!$B$10:$H$46,AN$2,FALSE)<>\"\",VLOOKUP(Map_Elec_Fin[[#This Row],[Measure]],'Measure Descriptions'!$B$10:$H$46,AN$2,FALSE),\"\"),\"\")","v":""},{"$f":"IF($B16<>\"\",IF(VLOOKUP(Map_Elec_Fin[[#This Row],[Measure]],'Measure Descriptions'!$B$10:$H$46,AO$2,FALSE)<>\"\",VLOOKUP(Map_Elec_Fin[[#This Row],[Measure]],'Measure Descriptions'!$B$10:$H$46,AO$2,FALSE),\"\"),\"\")","v":""},{"$f":"IF($B16<>\"\",IF(INDIRECT(\"Measures!\"&AP$2&$B16)<>\"\",INDIRECT(\"Measures!\"&AP$2&$B16),\"\"),\"\")","v":""},null,null,null,null,null,null,null,null,null,null,null,"","",{"$f":"IF($BA16<>\"\",IF(INDIRECT(\"Measures!\"&BD$2&$BA16)<>\"\",INDIRECT(\"Measures!\"&BD$2&$BA16),\"\"),\"\")","v":""},{"$f":"IF($BA16<>\"\",IF(INDIRECT(\"Measures!\"&BE$2&$BA16)<>\"\",INDIRECT(\"Measures!\"&BE$2&$BA16),\"\"),\"\")","v":""},{"$f":"IF($BA16<>\"\",IF(INDIRECT(\"Measures!\"&BF$2&$BA16)<>\"\",INDIRECT(\"Measures!\"&BF$2&$BA16),\"\"),\"\")","v":""},{"$f":"IF($BA16<>\"\",IF(INDIRECT(\"Measures!\"&BG$2&$BA16)<>\"\",INDIRECT(\"Measures!\"&BG$2&$BA16),\"\"),\"\")","v":""},{"$f":"IF($BA16<>\"\",IF(INDIRECT(\"Measures!\"&BH$2&$BA16)<>\"\",INDIRECT(\"Measures!\"&BH$2&$BA16),\"\"),\"\")","v":""},{"$f":"IF($BA16<>\"\",IF(INDIRECT(\"Measures!\"&BI$2&$BA16)<>\"\",INDIRECT(\"Measures!\"&BI$2&$BA16),\"\"),\"\")","v":""},{"$f":"IF($BA16<>\"\",IF(INDIRECT(\"Measures!\"&BJ$2&$BA16)<>\"\",INDIRECT(\"Measures!\"&BJ$2&$BA16),\"\"),\"\")","v":""},{"$f":"IF($BA16<>\"\",IF(INDIRECT(\"Measures!\"&BK$2&$BA16)<>\"\",INDIRECT(\"Measures!\"&BK$2&$BA16),\"\"),\"\")","v":""},{"$f":"IF($BA16<>\"\",IF(INDIRECT(\"Measures!\"&BL$2&$BA16)<>\"\",INDIRECT(\"Measures!\"&BL$2&$BA16),\"\"),\"\")","v":""},{"$f":"IF($BA16<>\"\",IF(INDIRECT(\"Measures!\"&BM$2&$BA16)<>\"\",INDIRECT(\"Measures!\"&BM$2&$BA16),\"\"),\"\")","v":""},{"$f":"IF($BA16<>\"\",IF(INDIRECT(\"Measures!\"&BN$2&$BA16)<>\"\",INDIRECT(\"Measures!\"&BN$2&$BA16),\"\"),\"\")","v":""},{"$f":"IF($BA16<>\"\",IF(INDIRECT(\"Measures!\"&BO$2&$BA16)<>\"\",INDIRECT(\"Measures!\"&BO$2&$BA16),\"\"),\"\")","v":""},{"$f":"IF($BA16<>\"\",IF(INDIRECT(\"Measures!\"&BP$2&$BA16)<>\"\",INDIRECT(\"Measures!\"&BP$2&$BA16),\"\"),\"\")","v":""},{"$f":"IF($BA16<>\"\",IF(INDIRECT(\"Measures!\"&BQ$2&$BA16)<>\"\",INDIRECT(\"Measures!\"&BQ$2&$BA16),\"\"),\"\")","v":""},{"$f":"IF($BA16<>\"\",IF(INDIRECT(\"Measures!\"&BR$2&$BA16)<>\"\",INDIRECT(\"Measures!\"&BR$2&$BA16),\"\"),\"\")","v":""},{"$f":"IF($BA16<>\"\",IF(INDIRECT(\"Measures!\"&BS$2&$BA16)<>\"\",INDIRECT(\"Measures!\"&BS$2&$BA16),\"\"),\"\")","v":""},{"$f":"IF($BA16<>\"\",IF(INDIRECT(\"Measures!\"&BT$2&$BA16)<>\"\",INDIRECT(\"Measures!\"&BT$2&$BA16),\"\"),\"\")","v":""},{"$f":"IF($BA16<>\"\",IF(INDIRECT(\"Measures!\"&BU$2&$BA16)<>\"\",INDIRECT(\"Measures!\"&BU$2&$BA16),\"\"),\"\")","v":""},{"$f":"IF($BA16<>\"\",IF(INDIRECT(\"Measures!\"&BV$2&$BA16)<>\"\",INDIRECT(\"Measures!\"&BV$2&$BA16),\"\"),\"\")","v":""},{"$f":"IF($BA16<>\"\",IF(INDIRECT(\"Measures!\"&BW$2&$BA16)<>\"\",INDIRECT(\"Measures!\"&BW$2&$BA16),\"\"),\"\")","v":""},{"$f":"IF($BA16<>\"\",IF(INDIRECT(\"Measures!\"&BX$2&$BA16)<>\"\",INDIRECT(\"Measures!\"&BX$2&$BA16),\"\"),\"\")","v":""},{"$f":"IF($BA16<>\"\",IF(INDIRECT(\"Measures!\"&BY$2&$BA16)<>\"\",INDIRECT(\"Measures!\"&BY$2&$BA16),\"\"),\"\")","v":""},{"$f":"IF($BA16<>\"\",IF(INDIRECT(\"Measures!\"&BZ$2&$BA16)<>\"\",INDIRECT(\"Measures!\"&BZ$2&$BA16),\"\"),\"\")","v":""},{"$f":"IF($BA16<>\"\",IF(INDIRECT(\"Measures!\"&CA$2&$BA16)<>\"\",INDIRECT(\"Measures!\"&CA$2&$BA16),\"\"),\"\")","v":""},{"$f":"IF($BA16<>\"\",IF(INDIRECT(\"Measures!\"&CB$2&$BA16)<>\"\",INDIRECT(\"Measures!\"&CB$2&$BA16),\"\"),\"\")","v":""},{"$f":"IF($BA16<>\"\",IF(INDIRECT(\"Measures!\"&CC$2&$BA16)<>\"\",INDIRECT(\"Measures!\"&CC$2&$BA16),\"\"),\"\")","v":""},{"$f":"IF($BA16<>\"\",IF(INDIRECT(\"Measures!\"&CD$2&$BA16)<>\"\",INDIRECT(\"Measures!\"&CD$2&$BA16),\"\"),\"\")","v":""},{"$f":"IF($BA16<>\"\",IF(INDIRECT(\"Measures!\"&CE$2&$BA16)<>\"\",INDIRECT(\"Measures!\"&CE$2&$BA16),\"\"),\"\")","v":""},{"$f":"IF($BA16<>\"\",IF(INDIRECT(\"Measures!\"&CF$2&$BA16)<>\"\",INDIRECT(\"Measures!\"&CF$2&$BA16),\"\"),\"\")","v":""},{"$f":"IF($BA16<>\"\",IF(INDIRECT(\"Measures!\"&CG$2&$BA16)<>\"\",INDIRECT(\"Measures!\"&CG$2&$BA16),\"\"),\"\")","v":""},{"$f":"INDEX('Measure Descriptions'!$A$10:$A$46,MATCH(Map_Gas_Fin[[#This Row],[Measure]],'Measure Descriptions'!$B$10:$B$46,0))","v":""},{"$f":"IF($BA16<>\"\",IF(VLOOKUP(Map_Gas_Fin[[#This Row],[Measure]],'Measure Descriptions'!$B$10:$H$46,CI$2,FALSE)<>\"\",VLOOKUP(Map_Gas_Fin[[#This Row],[Measure]],'Measure Descriptions'!$B$10:$H$46,CI$2,FALSE),\"\"),\"\")","v":""},{"$f":"IF($BA16<>\"\",IF(VLOOKUP(Map_Gas_Fin[[#This Row],[Measure]],'Measure Descriptions'!$B$10:$H$46,CJ$2,FALSE)<>\"\",VLOOKUP(Map_Gas_Fin[[#This Row],[Measure]],'Measure Descriptions'!$B$10:$H$46,CJ$2,FALSE),\"\"),\"\")","v":""},{"$f":"IF($BA16<>\"\",IF(VLOOKUP(Map_Gas_Fin[[#This Row],[Measure]],'Measure Descriptions'!$B$10:$H$46,CK$2,FALSE)<>\"\",VLOOKUP(Map_Gas_Fin[[#This Row],[Measure]],'Measure Descriptions'!$B$10:$H$46,CK$2,FALSE),\"\"),\"\")","v":""},{"$f":"IF($BA16<>\"\",IF(VLOOKUP(Map_Gas_Fin[[#This Row],[Measure]],'Measure Descriptions'!$B$10:$H$46,CL$2,FALSE)<>\"\",VLOOKUP(Map_Gas_Fin[[#This Row],[Measure]],'Measure Descriptions'!$B$10:$H$46,CL$2,FALSE),\"\"),\"\")","v":""},{"$f":"IF($BA16<>\"\",IF(VLOOKUP(Map_Gas_Fin[[#This Row],[Measure]],'Measure Descriptions'!$B$10:$H$46,CM$2,FALSE)<>\"\",VLOOKUP(Map_Gas_Fin[[#This Row],[Measure]],'Measure Descriptions'!$B$10:$H$46,CM$2,FALSE),\"\"),\"\")","v":""},{"$f":"IF($BA16<>\"\",IF(VLOOKUP(Map_Gas_Fin[[#This Row],[Measure]],'Measure Descriptions'!$B$10:$H$46,CN$2,FALSE)<>\"\",VLOOKUP(Map_Gas_Fin[[#This Row],[Measure]],'Measure Descriptions'!$B$10:$H$46,CN$2,FALSE),\"\"),\"\")","v":""},{"$f":"IF($BA16<>\"\",IF(INDIRECT(\"Measures!\"&CO$2&$BA16)<>\"\",INDIRECT(\"Measures!\"&CO$2&$BA16),\"\"),\"\")","v":""}]
[null,null,"","",{"$f":"IF($B17<>\"\",IF(INDIRECT(\"Measures!\"&E$2&$B17)<>\"\",INDIRECT(\"Measures!\"&E$2&$B17),\"\"),\"\")","v":""},{"$f":"IF($B17<>\"\",IF(INDIRECT(\"Measures!\"&F$2&$B17)<>\"\",INDIRECT(\"Measures!\"&F$2&$B17),\"\"),\"\")","v":""},{"$f":"IF($B17<>\"\",IF(INDIRECT(\"Measures!\"&G$2&$B17)<>\"\",INDIRECT(\"Measures!\"&G$2&$B17),\"\"),\"\")","v":""},{"$f":"IF($B17<>\"\",IF(INDIRECT(\"Measures!\"&H$2&$B17)<>\"\",INDIRECT(\"Measures!\"&H$2&$B17),\"\"),\"\")","v":""},{"$f":"IF($B17<>\"\",IF(INDIRECT(\"Measures!\"&I$2&$B17)<>\"\",INDIRECT(\"Measures!\"&I$2&$B17),\"\"),\"\")","v":""},{"$f":"IF($B17<>\"\",IF(INDIRECT(\"Measures!\"&J$2&$B17)<>\"\",INDIRECT(\"Measures!\"&J$2&$B17),\"\"),\"\")","v":""},{"$f":"IF($B17<>\"\",IF(INDIRECT(\"Measures!\"&K$2&$B17)<>\"\",INDIRECT(\"Measures!\"&K$2&$B17),\"\"),\"\")","v":""},{"$f":"IF($B17<>\"\",IF(INDIRECT(\"Measures!\"&L$2&$B17)<>\"\",INDIRECT(\"Measures!\"&L$2&$B17),\"\"),\"\")","v":""},{"$f":"IF($B17<>\"\",IF(INDIRECT(\"Measures!\"&M$2&$B17)<>\"\",INDIRECT(\"Measures!\"&M$2&$B17),\"\"),\"\")","v":""},{"$f":"IF($B17<>\"\",IF(INDIRECT(\"Measures!\"&N$2&$B17)<>\"\",INDIRECT(\"Measures!\"&N$2&$B17),\"\"),\"\")","v":""},{"$f":"IF($B17<>\"\",IF(INDIRECT(\"Measures!\"&O$2&$B17)<>\"\",INDIRECT(\"Measures!\"&O$2&$B17),\"\"),\"\")","v":""},{"$f":"IF($B17<>\"\",IF(INDIRECT(\"Measures!\"&P$2&$B17)<>\"\",INDIRECT(\"Measures!\"&P$2&$B17),\"\"),\"\")","v":""},{"$f":"IF($B17<>\"\",IF(INDIRECT(\"Measures!\"&Q$2&$B17)<>\"\",INDIRECT(\"Measures!\"&Q$2&$B17),\"\"),\"\")","v":""},{"$f":"IF($B17<>\"\",IF(INDIRECT(\"Measures!\"&R$2&$B17)<>\"\",INDIRECT(\"Measures!\"&R$2&$B17),\"\"),\"\")","v":""},{"$f":"IF($B17<>\"\",IF(INDIRECT(\"Measures!\"&S$2&$B17)<>\"\",INDIRECT(\"Measures!\"&S$2&$B17),\"\"),\"\")","v":""},{"$f":"IF($B17<>\"\",IF(INDIRECT(\"Measures!\"&T$2&$B17)<>\"\",INDIRECT(\"Measures!\"&T$2&$B17),\"\"),\"\")","v":""},{"$f":"IF($B17<>\"\",IF(INDIRECT(\"Measures!\"&U$2&$B17)<>\"\",INDIRECT(\"Measures!\"&U$2&$B17),\"\"),\"\")","v":""},{"$f":"IF($B17<>\"\",IF(INDIRECT(\"Measures!\"&V$2&$B17)<>\"\",INDIRECT(\"Measures!\"&V$2&$B17),\"\"),\"\")","v":""},{"$f":"IF($B17<>\"\",IF(INDIRECT(\"Measures!\"&W$2&$B17)<>\"\",INDIRECT(\"Measures!\"&W$2&$B17),\"\"),\"\")","v":""},{"$f":"IF($B17<>\"\",IF(INDIRECT(\"Measures!\"&X$2&$B17)<>\"\",INDIRECT(\"Measures!\"&X$2&$B17),\"\"),\"\")","v":""},{"$f":"IF($B17<>\"\",IF(INDIRECT(\"Measures!\"&Y$2&$B17)<>\"\",INDIRECT(\"Measures!\"&Y$2&$B17),\"\"),\"\")","v":""},{"$f":"IF($B17<>\"\",IF(INDIRECT(\"Measures!\"&Z$2&$B17)<>\"\",INDIRECT(\"Measures!\"&Z$2&$B17),\"\"),\"\")","v":""},{"$f":"IF($B17<>\"\",IF(INDIRECT(\"Measures!\"&AA$2&$B17)<>\"\",INDIRECT(\"Measures!\"&AA$2&$B17),\"\"),\"\")","v":""},{"$f":"IF($B17<>\"\",IF(INDIRECT(\"Measures!\"&AB$2&$B17)<>\"\",INDIRECT(\"Measures!\"&AB$2&$B17),\"\"),\"\")","v":""},{"$f":"IF($B17<>\"\",IF(INDIRECT(\"Measures!\"&AC$2&$B17)<>\"\",INDIRECT(\"Measures!\"&AC$2&$B17),\"\"),\"\")","v":""},{"$f":"IF($B17<>\"\",IF(INDIRECT(\"Measures!\"&AD$2&$B17)<>\"\",INDIRECT(\"Measures!\"&AD$2&$B17),\"\"),\"\")","v":""},{"$f":"IF($B17<>\"\",IF(INDIRECT(\"Measures!\"&AE$2&$B17)<>\"\",INDIRECT(\"Measures!\"&AE$2&$B17),\"\"),\"\")","v":""},{"$f":"IF($B17<>\"\",IF(INDIRECT(\"Measures!\"&AF$2&$B17)<>\"\",INDIRECT(\"Measures!\"&AF$2&$B17),\"\"),\"\")","v":""},{"$f":"IF($B17<>\"\",IF(INDIRECT(\"Measures!\"&AG$2&$B17)<>\"\",INDIRECT(\"Measures!\"&AG$2&$B17),\"\"),\"\")","v":""},{"$f":"IF($B17<>\"\",IF(INDIRECT(\"Measures!\"&AH$2&$B17)<>\"\",INDIRECT(\"Measures!\"&AH$2&$B17),\"\"),\"\")","v":""},{"$f":"INDEX('Measure Descriptions'!$A$10:$A$46,MATCH(Map_Elec_Fin[[#This Row],[Measure]],'Measure Descriptions'!$B$10:$B$46,0))","v":""},{"$f":"IF($B17<>\"\",IF(VLOOKUP(Map_Elec_Fin[[#This Row],[Measure]],'Measure Descriptions'!$B$10:$H$46,AJ$2,FALSE)<>\"\",VLOOKUP(Map_Elec_Fin[[#This Row],[Measure]],'Measure Descriptions'!$B$10:$H$46,AJ$2,FALSE),\"\"),\"\")","v":""},{"$f":"IF($B17<>\"\",IF(VLOOKUP(Map_Elec_Fin[[#This Row],[Measure]],'Measure Descriptions'!$B$10:$H$46,AK$2,FALSE)<>\"\",VLOOKUP(Map_Elec_Fin[[#This Row],[Measure]],'Measure Descriptions'!$B$10:$H$46,AK$2,FALSE),\"\"),\"\")","v":""},{"$f":"IF($B17<>\"\",IF(VLOOKUP(Map_Elec_Fin[[#This Row],[Measure]],'Measure Descriptions'!$B$10:$H$46,AL$2,FALSE)<>\"\",VLOOKUP(Map_Elec_Fin[[#This Row],[Measure]],'Measure Descriptions'!$B$10:$H$46,AL$2,FALSE),\"\"),\"\")","v":""},{"$f":"IF($B17<>\"\",IF(VLOOKUP(Map_Elec_Fin[[#This Row],[Measure]],'Measure Descriptions'!$B$10:$H$46,AM$2,FALSE)<>\"\",VLOOKUP(Map_Elec_Fin[[#This Row],[Measure]],'Measure Descriptions'!$B$10:$H$46,AM$2,FALSE),\"\"),\"\")","v":""},{"$f":"IF($B17<>\"\",IF(VLOOKUP(Map_Elec_Fin[[#This Row],[Measure]],'Measure Descriptions'!$B$10:$H$46,AN$2,FALSE)<>\"\",VLOOKUP(Map_Elec_Fin[[#This Row],[Measure]],'Measure Descriptions'!$B$10:$H$46,AN$2,FALSE),\"\"),\"\")","v":""},{"$f":"IF($B17<>\"\",IF(VLOOKUP(Map_Elec_Fin[[#This Row],[Measure]],'Measure Descriptions'!$B$10:$H$46,AO$2,FALSE)<>\"\",VLOOKUP(Map_Elec_Fin[[#This Row],[Measure]],'Measure Descriptions'!$B$10:$H$46,AO$2,FALSE),\"\"),\"\")","v":""},{"$f":"IF($B17<>\"\",IF(INDIRECT(\"Measures!\"&AP$2&$B17)<>\"\",INDIRECT(\"Measures!\"&AP$2&$B17),\"\"),\"\")","v":""},null,null,null,null,null,null,null,null,null,null,null,"","",{"$f":"IF($BA17<>\"\",IF(INDIRECT(\"Measures!\"&BD$2&$BA17)<>\"\",INDIRECT(\"Measures!\"&BD$2&$BA17),\"\"),\"\")","v":""},{"$f":"IF($BA17<>\"\",IF(INDIRECT(\"Measures!\"&BE$2&$BA17)<>\"\",INDIRECT(\"Measures!\"&BE$2&$BA17),\"\"),\"\")","v":""},{"$f":"IF($BA17<>\"\",IF(INDIRECT(\"Measures!\"&BF$2&$BA17)<>\"\",INDIRECT(\"Measures!\"&BF$2&$BA17),\"\"),\"\")","v":""},{"$f":"IF($BA17<>\"\",IF(INDIRECT(\"Measures!\"&BG$2&$BA17)<>\"\",INDIRECT(\"Measures!\"&BG$2&$BA17),\"\"),\"\")","v":""},{"$f":"IF($BA17<>\"\",IF(INDIRECT(\"Measures!\"&BH$2&$BA17)<>\"\",INDIRECT(\"Measures!\"&BH$2&$BA17),\"\"),\"\")","v":""},{"$f":"IF($BA17<>\"\",IF(INDIRECT(\"Measures!\"&BI$2&$BA17)<>\"\",INDIRECT(\"Measures!\"&BI$2&$BA17),\"\"),\"\")","v":""},{"$f":"IF($BA17<>\"\",IF(INDIRECT(\"Measures!\"&BJ$2&$BA17)<>\"\",INDIRECT(\"Measures!\"&BJ$2&$BA17),\"\"),\"\")","v":""},{"$f":"IF($BA17<>\"\",IF(INDIRECT(\"Measures!\"&BK$2&$BA17)<>\"\",INDIRECT(\"Measures!\"&BK$2&$BA17),\"\"),\"\")","v":""},{"$f":"IF($BA17<>\"\",IF(INDIRECT(\"Measures!\"&BL$2&$BA17)<>\"\",INDIRECT(\"Measures!\"&BL$2&$BA17),\"\"),\"\")","v":""},{"$f":"IF($BA17<>\"\",IF(INDIRECT(\"Measures!\"&BM$2&$BA17)<>\"\",INDIRECT(\"Measures!\"&BM$2&$BA17),\"\"),\"\")","v":""},{"$f":"IF($BA17<>\"\",IF(INDIRECT(\"Measures!\"&BN$2&$BA17)<>\"\",INDIRECT(\"Measures!\"&BN$2&$BA17),\"\"),\"\")","v":""},{"$f":"IF($BA17<>\"\",IF(INDIRECT(\"Measures!\"&BO$2&$BA17)<>\"\",INDIRECT(\"Measures!\"&BO$2&$BA17),\"\"),\"\")","v":""},{"$f":"IF($BA17<>\"\",IF(INDIRECT(\"Measures!\"&BP$2&$BA17)<>\"\",INDIRECT(\"Measures!\"&BP$2&$BA17),\"\"),\"\")","v":""},{"$f":"IF($BA17<>\"\",IF(INDIRECT(\"Measures!\"&BQ$2&$BA17)<>\"\",INDIRECT(\"Measures!\"&BQ$2&$BA17),\"\"),\"\")","v":""},{"$f":"IF($BA17<>\"\",IF(INDIRECT(\"Measures!\"&BR$2&$BA17)<>\"\",INDIRECT(\"Measures!\"&BR$2&$BA17),\"\"),\"\")","v":""},{"$f":"IF($BA17<>\"\",IF(INDIRECT(\"Measures!\"&BS$2&$BA17)<>\"\",INDIRECT(\"Measures!\"&BS$2&$BA17),\"\"),\"\")","v":""},{"$f":"IF($BA17<>\"\",IF(INDIRECT(\"Measures!\"&BT$2&$BA17)<>\"\",INDIRECT(\"Measures!\"&BT$2&$BA17),\"\"),\"\")","v":""},{"$f":"IF($BA17<>\"\",IF(INDIRECT(\"Measures!\"&BU$2&$BA17)<>\"\",INDIRECT(\"Measures!\"&BU$2&$BA17),\"\"),\"\")","v":""},{"$f":"IF($BA17<>\"\",IF(INDIRECT(\"Measures!\"&BV$2&$BA17)<>\"\",INDIRECT(\"Measures!\"&BV$2&$BA17),\"\"),\"\")","v":""},{"$f":"IF($BA17<>\"\",IF(INDIRECT(\"Measures!\"&BW$2&$BA17)<>\"\",INDIRECT(\"Measures!\"&BW$2&$BA17),\"\"),\"\")","v":""},{"$f":"IF($BA17<>\"\",IF(INDIRECT(\"Measures!\"&BX$2&$BA17)<>\"\",INDIRECT(\"Measures!\"&BX$2&$BA17),\"\"),\"\")","v":""},{"$f":"IF($BA17<>\"\",IF(INDIRECT(\"Measures!\"&BY$2&$BA17)<>\"\",INDIRECT(\"Measures!\"&BY$2&$BA17),\"\"),\"\")","v":""},{"$f":"IF($BA17<>\"\",IF(INDIRECT(\"Measures!\"&BZ$2&$BA17)<>\"\",INDIRECT(\"Measures!\"&BZ$2&$BA17),\"\"),\"\")","v":""},{"$f":"IF($BA17<>\"\",IF(INDIRECT(\"Measures!\"&CA$2&$BA17)<>\"\",INDIRECT(\"Measures!\"&CA$2&$BA17),\"\"),\"\")","v":""},{"$f":"IF($BA17<>\"\",IF(INDIRECT(\"Measures!\"&CB$2&$BA17)<>\"\",INDIRECT(\"Measures!\"&CB$2&$BA17),\"\"),\"\")","v":""},{"$f":"IF($BA17<>\"\",IF(INDIRECT(\"Measures!\"&CC$2&$BA17)<>\"\",INDIRECT(\"Measures!\"&CC$2&$BA17),\"\"),\"\")","v":""},{"$f":"IF($BA17<>\"\",IF(INDIRECT(\"Measures!\"&CD$2&$BA17)<>\"\",INDIRECT(\"Measures!\"&CD$2&$BA17),\"\"),\"\")","v":""},{"$f":"IF($BA17<>\"\",IF(INDIRECT(\"Measures!\"&CE$2&$BA17)<>\"\",INDIRECT(\"Measures!\"&CE$2&$BA17),\"\"),\"\")","v":""},{"$f":"IF($BA17<>\"\",IF(INDIRECT(\"Measures!\"&CF$2&$BA17)<>\"\",INDIRECT(\"Measures!\"&CF$2&$BA17),\"\"),\"\")","v":""},{"$f":"IF($BA17<>\"\",IF(INDIRECT(\"Measures!\"&CG$2&$BA17)<>\"\",INDIRECT(\"Measures!\"&CG$2&$BA17),\"\"),\"\")","v":""},{"$f":"INDEX('Measure Descriptions'!$A$10:$A$46,MATCH(Map_Gas_Fin[[#This Row],[Measure]],'Measure Descriptions'!$B$10:$B$46,0))","v":""},{"$f":"IF($BA17<>\"\",IF(VLOOKUP(Map_Gas_Fin[[#This Row],[Measure]],'Measure Descriptions'!$B$10:$H$46,CI$2,FALSE)<>\"\",VLOOKUP(Map_Gas_Fin[[#This Row],[Measure]],'Measure Descriptions'!$B$10:$H$46,CI$2,FALSE),\"\"),\"\")","v":""},{"$f":"IF($BA17<>\"\",IF(VLOOKUP(Map_Gas_Fin[[#This Row],[Measure]],'Measure Descriptions'!$B$10:$H$46,CJ$2,FALSE)<>\"\",VLOOKUP(Map_Gas_Fin[[#This Row],[Measure]],'Measure Descriptions'!$B$10:$H$46,CJ$2,FALSE),\"\"),\"\")","v":""},{"$f":"IF($BA17<>\"\",IF(VLOOKUP(Map_Gas_Fin[[#This Row],[Measure]],'Measure Descriptions'!$B$10:$H$46,CK$2,FALSE)<>\"\",VLOOKUP(Map_Gas_Fin[[#This Row],[Measure]],'Measure Descriptions'!$B$10:$H$46,CK$2,FALSE),\"\"),\"\")","v":""},{"$f":"IF($BA17<>\"\",IF(VLOOKUP(Map_Gas_Fin[[#This Row],[Measure]],'Measure Descriptions'!$B$10:$H$46,CL$2,FALSE)<>\"\",VLOOKUP(Map_Gas_Fin[[#This Row],[Measure]],'Measure Descriptions'!$B$10:$H$46,CL$2,FALSE),\"\"),\"\")","v":""},{"$f":"IF($BA17<>\"\",IF(VLOOKUP(Map_Gas_Fin[[#This Row],[Measure]],'Measure Descriptions'!$B$10:$H$46,CM$2,FALSE)<>\"\",VLOOKUP(Map_Gas_Fin[[#This Row],[Measure]],'Measure Descriptions'!$B$10:$H$46,CM$2,FALSE),\"\"),\"\")","v":""},{"$f":"IF($BA17<>\"\",IF(VLOOKUP(Map_Gas_Fin[[#This Row],[Measure]],'Measure Descriptions'!$B$10:$H$46,CN$2,FALSE)<>\"\",VLOOKUP(Map_Gas_Fin[[#This Row],[Measure]],'Measure Descriptions'!$B$10:$H$46,CN$2,FALSE),\"\"),\"\")","v":""},{"$f":"IF($BA17<>\"\",IF(INDIRECT(\"Measures!\"&CO$2&$BA17)<>\"\",INDIRECT(\"Measures!\"&CO$2&$BA17),\"\"),\"\")","v":""}]
[null,null,"","",{"$f":"IF($B18<>\"\",IF(INDIRECT(\"Measures!\"&E$2&$B18)<>\"\",INDIRECT(\"Measures!\"&E$2&$B18),\"\"),\"\")","v":""},{"$f":"IF($B18<>\"\",IF(INDIRECT(\"Measures!\"&F$2&$B18)<>\"\",INDIRECT(\"Measures!\"&F$2&$B18),\"\"),\"\")","v":""},{"$f":"IF($B18<>\"\",IF(INDIRECT(\"Measures!\"&G$2&$B18)<>\"\",INDIRECT(\"Measures!\"&G$2&$B18),\"\"),\"\")","v":""},{"$f":"IF($B18<>\"\",IF(INDIRECT(\"Measures!\"&H$2&$B18)<>\"\",INDIRECT(\"Measures!\"&H$2&$B18),\"\"),\"\")","v":""},{"$f":"IF($B18<>\"\",IF(INDIRECT(\"Measures!\"&I$2&$B18)<>\"\",INDIRECT(\"Measures!\"&I$2&$B18),\"\"),\"\")","v":""},{"$f":"IF($B18<>\"\",IF(INDIRECT(\"Measures!\"&J$2&$B18)<>\"\",INDIRECT(\"Measures!\"&J$2&$B18),\"\"),\"\")","v":""},{"$f":"IF($B18<>\"\",IF(INDIRECT(\"Measures!\"&K$2&$B18)<>\"\",INDIRECT(\"Measures!\"&K$2&$B18),\"\"),\"\")","v":""},{"$f":"IF($B18<>\"\",IF(INDIRECT(\"Measures!\"&L$2&$B18)<>\"\",INDIRECT(\"Measures!\"&L$2&$B18),\"\"),\"\")","v":""},{"$f":"IF($B18<>\"\",IF(INDIRECT(\"Measures!\"&M$2&$B18)<>\"\",INDIRECT(\"Measures!\"&M$2&$B18),\"\"),\"\")","v":""},{"$f":"IF($B18<>\"\",IF(INDIRECT(\"Measures!\"&N$2&$B18)<>\"\",INDIRECT(\"Measures!\"&N$2&$B18),\"\"),\"\")","v":""},{"$f":"IF($B18<>\"\",IF(INDIRECT(\"Measures!\"&O$2&$B18)<>\"\",INDIRECT(\"Measures!\"&O$2&$B18),\"\"),\"\")","v":""},{"$f":"IF($B18<>\"\",IF(INDIRECT(\"Measures!\"&P$2&$B18)<>\"\",INDIRECT(\"Measures!\"&P$2&$B18),\"\"),\"\")","v":""},{"$f":"IF($B18<>\"\",IF(INDIRECT(\"Measures!\"&Q$2&$B18)<>\"\",INDIRECT(\"Measures!\"&Q$2&$B18),\"\"),\"\")","v":""},{"$f":"IF($B18<>\"\",IF(INDIRECT(\"Measures!\"&R$2&$B18)<>\"\",INDIRECT(\"Measures!\"&R$2&$B18),\"\"),\"\")","v":""},{"$f":"IF($B18<>\"\",IF(INDIRECT(\"Measures!\"&S$2&$B18)<>\"\",INDIRECT(\"Measures!\"&S$2&$B18),\"\"),\"\")","v":""},{"$f":"IF($B18<>\"\",IF(INDIRECT(\"Measures!\"&T$2&$B18)<>\"\",INDIRECT(\"Measures!\"&T$2&$B18),\"\"),\"\")","v":""},{"$f":"IF($B18<>\"\",IF(INDIRECT(\"Measures!\"&U$2&$B18)<>\"\",INDIRECT(\"Measures!\"&U$2&$B18),\"\"),\"\")","v":""},{"$f":"IF($B18<>\"\",IF(INDIRECT(\"Measures!\"&V$2&$B18)<>\"\",INDIRECT(\"Measures!\"&V$2&$B18),\"\"),\"\")","v":""},{"$f":"IF($B18<>\"\",IF(INDIRECT(\"Measures!\"&W$2&$B18)<>\"\",INDIRECT(\"Measures!\"&W$2&$B18),\"\"),\"\")","v":""},{"$f":"IF($B18<>\"\",IF(INDIRECT(\"Measures!\"&X$2&$B18)<>\"\",INDIRECT(\"Measures!\"&X$2&$B18),\"\"),\"\")","v":""},{"$f":"IF($B18<>\"\",IF(INDIRECT(\"Measures!\"&Y$2&$B18)<>\"\",INDIRECT(\"Measures!\"&Y$2&$B18),\"\"),\"\")","v":""},{"$f":"IF($B18<>\"\",IF(INDIRECT(\"Measures!\"&Z$2&$B18)<>\"\",INDIRECT(\"Measures!\"&Z$2&$B18),\"\"),\"\")","v":""},{"$f":"IF($B18<>\"\",IF(INDIRECT(\"Measures!\"&AA$2&$B18)<>\"\",INDIRECT(\"Measures!\"&AA$2&$B18),\"\"),\"\")","v":""},{"$f":"IF($B18<>\"\",IF(INDIRECT(\"Measures!\"&AB$2&$B18)<>\"\",INDIRECT(\"Measures!\"&AB$2&$B18),\"\"),\"\")","v":""},{"$f":"IF($B18<>\"\",IF(INDIRECT(\"Measures!\"&AC$2&$B18)<>\"\",INDIRECT(\"Measures!\"&AC$2&$B18),\"\"),\"\")","v":""},{"$f":"IF($B18<>\"\",IF(INDIRECT(\"Measures!\"&AD$2&$B18)<>\"\",INDIRECT(\"Measures!\"&AD$2&$B18),\"\"),\"\")","v":""},{"$f":"IF($B18<>\"\",IF(INDIRECT(\"Measures!\"&AE$2&$B18)<>\"\",INDIRECT(\"Measures!\"&AE$2&$B18),\"\"),\"\")","v":""},{"$f":"IF($B18<>\"\",IF(INDIRECT(\"Measures!\"&AF$2&$B18)<>\"\",INDIRECT(\"Measures!\"&AF$2&$B18),\"\"),\"\")","v":""},{"$f":"IF($B18<>\"\",IF(INDIRECT(\"Measures!\"&AG$2&$B18)<>\"\",INDIRECT(\"Measures!\"&AG$2&$B18),\"\"),\"\")","v":""},{"$f":"IF($B18<>\"\",IF(INDIRECT(\"Measures!\"&AH$2&$B18)<>\"\",INDIRECT(\"Measures!\"&AH$2&$B18),\"\"),\"\")","v":""},{"$f":"INDEX('Measure Descriptions'!$A$10:$A$46,MATCH(Map_Elec_Fin[[#This Row],[Measure]],'Measure Descriptions'!$B$10:$B$46,0))","v":""},{"$f":"IF($B18<>\"\",IF(VLOOKUP(Map_Elec_Fin[[#This Row],[Measure]],'Measure Descriptions'!$B$10:$H$46,AJ$2,FALSE)<>\"\",VLOOKUP(Map_Elec_Fin[[#This Row],[Measure]],'Measure Descriptions'!$B$10:$H$46,AJ$2,FALSE),\"\"),\"\")","v":""},{"$f":"IF($B18<>\"\",IF(VLOOKUP(Map_Elec_Fin[[#This Row],[Measure]],'Measure Descriptions'!$B$10:$H$46,AK$2,FALSE)<>\"\",VLOOKUP(Map_Elec_Fin[[#This Row],[Measure]],'Measure Descriptions'!$B$10:$H$46,AK$2,FALSE),\"\"),\"\")","v":""},{"$f":"IF($B18<>\"\",IF(VLOOKUP(Map_Elec_Fin[[#This Row],[Measure]],'Measure Descriptions'!$B$10:$H$46,AL$2,FALSE)<>\"\",VLOOKUP(Map_Elec_Fin[[#This Row],[Measure]],'Measure Descriptions'!$B$10:$H$46,AL$2,FALSE),\"\"),\"\")","v":""},{"$f":"IF($B18<>\"\",IF(VLOOKUP(Map_Elec_Fin[[#This Row],[Measure]],'Measure Descriptions'!$B$10:$H$46,AM$2,FALSE)<>\"\",VLOOKUP(Map_Elec_Fin[[#This Row],[Measure]],'Measure Descriptions'!$B$10:$H$46,AM$2,FALSE),\"\"),\"\")","v":""},{"$f":"IF($B18<>\"\",IF(VLOOKUP(Map_Elec_Fin[[#This Row],[Measure]],'Measure Descriptions'!$B$10:$H$46,AN$2,FALSE)<>\"\",VLOOKUP(Map_Elec_Fin[[#This Row],[Measure]],'Measure Descriptions'!$B$10:$H$46,AN$2,FALSE),\"\"),\"\")","v":""},{"$f":"IF($B18<>\"\",IF(VLOOKUP(Map_Elec_Fin[[#This Row],[Measure]],'Measure Descriptions'!$B$10:$H$46,AO$2,FALSE)<>\"\",VLOOKUP(Map_Elec_Fin[[#This Row],[Measure]],'Measure Descriptions'!$B$10:$H$46,AO$2,FALSE),\"\"),\"\")","v":""},{"$f":"IF($B18<>\"\",IF(INDIRECT(\"Measures!\"&AP$2&$B18)<>\"\",INDIRECT(\"Measures!\"&AP$2&$B18),\"\"),\"\")","v":""},null,null,null,null,null,null,null,null,null,null,null,"","",{"$f":"IF($BA18<>\"\",IF(INDIRECT(\"Measures!\"&BD$2&$BA18)<>\"\",INDIRECT(\"Measures!\"&BD$2&$BA18),\"\"),\"\")","v":""},{"$f":"IF($BA18<>\"\",IF(INDIRECT(\"Measures!\"&BE$2&$BA18)<>\"\",INDIRECT(\"Measures!\"&BE$2&$BA18),\"\"),\"\")","v":""},{"$f":"IF($BA18<>\"\",IF(INDIRECT(\"Measures!\"&BF$2&$BA18)<>\"\",INDIRECT(\"Measures!\"&BF$2&$BA18),\"\"),\"\")","v":""},{"$f":"IF($BA18<>\"\",IF(INDIRECT(\"Measures!\"&BG$2&$BA18)<>\"\",INDIRECT(\"Measures!\"&BG$2&$BA18),\"\"),\"\")","v":""},{"$f":"IF($BA18<>\"\",IF(INDIRECT(\"Measures!\"&BH$2&$BA18)<>\"\",INDIRECT(\"Measures!\"&BH$2&$BA18),\"\"),\"\")","v":""},{"$f":"IF($BA18<>\"\",IF(INDIRECT(\"Measures!\"&BI$2&$BA18)<>\"\",INDIRECT(\"Measures!\"&BI$2&$BA18),\"\"),\"\")","v":""},{"$f":"IF($BA18<>\"\",IF(INDIRECT(\"Measures!\"&BJ$2&$BA18)<>\"\",INDIRECT(\"Measures!\"&BJ$2&$BA18),\"\"),\"\")","v":""},{"$f":"IF($BA18<>\"\",IF(INDIRECT(\"Measures!\"&BK$2&$BA18)<>\"\",INDIRECT(\"Measures!\"&BK$2&$BA18),\"\"),\"\")","v":""},{"$f":"IF($BA18<>\"\",IF(INDIRECT(\"Measures!\"&BL$2&$BA18)<>\"\",INDIRECT(\"Measures!\"&BL$2&$BA18),\"\"),\"\")","v":""},{"$f":"IF($BA18<>\"\",IF(INDIRECT(\"Measures!\"&BM$2&$BA18)<>\"\",INDIRECT(\"Measures!\"&BM$2&$BA18),\"\"),\"\")","v":""},{"$f":"IF($BA18<>\"\",IF(INDIRECT(\"Measures!\"&BN$2&$BA18)<>\"\",INDIRECT(\"Measures!\"&BN$2&$BA18),\"\"),\"\")","v":""},{"$f":"IF($BA18<>\"\",IF(INDIRECT(\"Measures!\"&BO$2&$BA18)<>\"\",INDIRECT(\"Measures!\"&BO$2&$BA18),\"\"),\"\")","v":""},{"$f":"IF($BA18<>\"\",IF(INDIRECT(\"Measures!\"&BP$2&$BA18)<>\"\",INDIRECT(\"Measures!\"&BP$2&$BA18),\"\"),\"\")","v":""},{"$f":"IF($BA18<>\"\",IF(INDIRECT(\"Measures!\"&BQ$2&$BA18)<>\"\",INDIRECT(\"Measures!\"&BQ$2&$BA18),\"\"),\"\")","v":""},{"$f":"IF($BA18<>\"\",IF(INDIRECT(\"Measures!\"&BR$2&$BA18)<>\"\",INDIRECT(\"Measures!\"&BR$2&$BA18),\"\"),\"\")","v":""},{"$f":"IF($BA18<>\"\",IF(INDIRECT(\"Measures!\"&BS$2&$BA18)<>\"\",INDIRECT(\"Measures!\"&BS$2&$BA18),\"\"),\"\")","v":""},{"$f":"IF($BA18<>\"\",IF(INDIRECT(\"Measures!\"&BT$2&$BA18)<>\"\",INDIRECT(\"Measures!\"&BT$2&$BA18),\"\"),\"\")","v":""},{"$f":"IF($BA18<>\"\",IF(INDIRECT(\"Measures!\"&BU$2&$BA18)<>\"\",INDIRECT(\"Measures!\"&BU$2&$BA18),\"\"),\"\")","v":""},{"$f":"IF($BA18<>\"\",IF(INDIRECT(\"Measures!\"&BV$2&$BA18)<>\"\",INDIRECT(\"Measures!\"&BV$2&$BA18),\"\"),\"\")","v":""},{"$f":"IF($BA18<>\"\",IF(INDIRECT(\"Measures!\"&BW$2&$BA18)<>\"\",INDIRECT(\"Measures!\"&BW$2&$BA18),\"\"),\"\")","v":""},{"$f":"IF($BA18<>\"\",IF(INDIRECT(\"Measures!\"&BX$2&$BA18)<>\"\",INDIRECT(\"Measures!\"&BX$2&$BA18),\"\"),\"\")","v":""},{"$f":"IF($BA18<>\"\",IF(INDIRECT(\"Measures!\"&BY$2&$BA18)<>\"\",INDIRECT(\"Measures!\"&BY$2&$BA18),\"\"),\"\")","v":""},{"$f":"IF($BA18<>\"\",IF(INDIRECT(\"Measures!\"&BZ$2&$BA18)<>\"\",INDIRECT(\"Measures!\"&BZ$2&$BA18),\"\"),\"\")","v":""},{"$f":"IF($BA18<>\"\",IF(INDIRECT(\"Measures!\"&CA$2&$BA18)<>\"\",INDIRECT(\"Measures!\"&CA$2&$BA18),\"\"),\"\")","v":""},{"$f":"IF($BA18<>\"\",IF(INDIRECT(\"Measures!\"&CB$2&$BA18)<>\"\",INDIRECT(\"Measures!\"&CB$2&$BA18),\"\"),\"\")","v":""},{"$f":"IF($BA18<>\"\",IF(INDIRECT(\"Measures!\"&CC$2&$BA18)<>\"\",INDIRECT(\"Measures!\"&CC$2&$BA18),\"\"),\"\")","v":""},{"$f":"IF($BA18<>\"\",IF(INDIRECT(\"Measures!\"&CD$2&$BA18)<>\"\",INDIRECT(\"Measures!\"&CD$2&$BA18),\"\"),\"\")","v":""},{"$f":"IF($BA18<>\"\",IF(INDIRECT(\"Measures!\"&CE$2&$BA18)<>\"\",INDIRECT(\"Measures!\"&CE$2&$BA18),\"\"),\"\")","v":""},{"$f":"IF($BA18<>\"\",IF(INDIRECT(\"Measures!\"&CF$2&$BA18)<>\"\",INDIRECT(\"Measures!\"&CF$2&$BA18),\"\"),\"\")","v":""},{"$f":"IF($BA18<>\"\",IF(INDIRECT(\"Measures!\"&CG$2&$BA18)<>\"\",INDIRECT(\"Measures!\"&CG$2&$BA18),\"\"),\"\")","v":""},{"$f":"INDEX('Measure Descriptions'!$A$10:$A$46,MATCH(Map_Gas_Fin[[#This Row],[Measure]],'Measure Descriptions'!$B$10:$B$46,0))","v":""},{"$f":"IF($BA18<>\"\",IF(VLOOKUP(Map_Gas_Fin[[#This Row],[Measure]],'Measure Descriptions'!$B$10:$H$46,CI$2,FALSE)<>\"\",VLOOKUP(Map_Gas_Fin[[#This Row],[Measure]],'Measure Descriptions'!$B$10:$H$46,CI$2,FALSE),\"\"),\"\")","v":""},{"$f":"IF($BA18<>\"\",IF(VLOOKUP(Map_Gas_Fin[[#This Row],[Measure]],'Measure Descriptions'!$B$10:$H$46,CJ$2,FALSE)<>\"\",VLOOKUP(Map_Gas_Fin[[#This Row],[Measure]],'Measure Descriptions'!$B$10:$H$46,CJ$2,FALSE),\"\"),\"\")","v":""},{"$f":"IF($BA18<>\"\",IF(VLOOKUP(Map_Gas_Fin[[#This Row],[Measure]],'Measure Descriptions'!$B$10:$H$46,CK$2,FALSE)<>\"\",VLOOKUP(Map_Gas_Fin[[#This Row],[Measure]],'Measure Descriptions'!$B$10:$H$46,CK$2,FALSE),\"\"),\"\")","v":""},{"$f":"IF($BA18<>\"\",IF(VLOOKUP(Map_Gas_Fin[[#This Row],[Measure]],'Measure Descriptions'!$B$10:$H$46,CL$2,FALSE)<>\"\",VLOOKUP(Map_Gas_Fin[[#This Row],[Measure]],'Measure Descriptions'!$B$10:$H$46,CL$2,FALSE),\"\"),\"\")","v":""},{"$f":"IF($BA18<>\"\",IF(VLOOKUP(Map_Gas_Fin[[#This Row],[Measure]],'Measure Descriptions'!$B$10:$H$46,CM$2,FALSE)<>\"\",VLOOKUP(Map_Gas_Fin[[#This Row],[Measure]],'Measure Descriptions'!$B$10:$H$46,CM$2,FALSE),\"\"),\"\")","v":""},{"$f":"IF($BA18<>\"\",IF(VLOOKUP(Map_Gas_Fin[[#This Row],[Measure]],'Measure Descriptions'!$B$10:$H$46,CN$2,FALSE)<>\"\",VLOOKUP(Map_Gas_Fin[[#This Row],[Measure]],'Measure Descriptions'!$B$10:$H$46,CN$2,FALSE),\"\"),\"\")","v":""},{"$f":"IF($BA18<>\"\",IF(INDIRECT(\"Measures!\"&CO$2&$BA18)<>\"\",INDIRECT(\"Measures!\"&CO$2&$BA18),\"\"),\"\")","v":""}]
[null,null,"","",{"$f":"IF($B19<>\"\",IF(INDIRECT(\"Measures!\"&E$2&$B19)<>\"\",INDIRECT(\"Measures!\"&E$2&$B19),\"\"),\"\")","v":""},{"$f":"IF($B19<>\"\",IF(INDIRECT(\"Measures!\"&F$2&$B19)<>\"\",INDIRECT(\"Measures!\"&F$2&$B19),\"\"),\"\")","v":""},{"$f":"IF($B19<>\"\",IF(INDIRECT(\"Measures!\"&G$2&$B19)<>\"\",INDIRECT(\"Measures!\"&G$2&$B19),\"\"),\"\")","v":""},{"$f":"IF($B19<>\"\",IF(INDIRECT(\"Measures!\"&H$2&$B19)<>\"\",INDIRECT(\"Measures!\"&H$2&$B19),\"\"),\"\")","v":""},{"$f":"IF($B19<>\"\",IF(INDIRECT(\"Measures!\"&I$2&$B19)<>\"\",INDIRECT(\"Measures!\"&I$2&$B19),\"\"),\"\")","v":""},{"$f":"IF($B19<>\"\",IF(INDIRECT(\"Measures!\"&J$2&$B19)<>\"\",INDIRECT(\"Measures!\"&J$2&$B19),\"\"),\"\")","v":""},{"$f":"IF($B19<>\"\",IF(INDIRECT(\"Measures!\"&K$2&$B19)<>\"\",INDIRECT(\"Measures!\"&K$2&$B19),\"\"),\"\")","v":""},{"$f":"IF($B19<>\"\",IF(INDIRECT(\"Measures!\"&L$2&$B19)<>\"\",INDIRECT(\"Measures!\"&L$2&$B19),\"\"),\"\")","v":""},{"$f":"IF($B19<>\"\",IF(INDIRECT(\"Measures!\"&M$2&$B19)<>\"\",INDIRECT(\"Measures!\"&M$2&$B19),\"\"),\"\")","v":""},{"$f":"IF($B19<>\"\",IF(INDIRECT(\"Measures!\"&N$2&$B19)<>\"\",INDIRECT(\"Measures!\"&N$2&$B19),\"\"),\"\")","v":""},{"$f":"IF($B19<>\"\",IF(INDIRECT(\"Measures!\"&O$2&$B19)<>\"\",INDIRECT(\"Measures!\"&O$2&$B19),\"\"),\"\")","v":""},{"$f":"IF($B19<>\"\",IF(INDIRECT(\"Measures!\"&P$2&$B19)<>\"\",INDIRECT(\"Measures!\"&P$2&$B19),\"\"),\"\")","v":""},{"$f":"IF($B19<>\"\",IF(INDIRECT(\"Measures!\"&Q$2&$B19)<>\"\",INDIRECT(\"Measures!\"&Q$2&$B19),\"\"),\"\")","v":""},{"$f":"IF($B19<>\"\",IF(INDIRECT(\"Measures!\"&R$2&$B19)<>\"\",INDIRECT(\"Measures!\"&R$2&$B19),\"\"),\"\")","v":""},{"$f":"IF($B19<>\"\",IF(INDIRECT(\"Measures!\"&S$2&$B19)<>\"\",INDIRECT(\"Measures!\"&S$2&$B19),\"\"),\"\")","v":""},{"$f":"IF($B19<>\"\",IF(INDIRECT(\"Measures!\"&T$2&$B19)<>\"\",INDIRECT(\"Measures!\"&T$2&$B19),\"\"),\"\")","v":""},{"$f":"IF($B19<>\"\",IF(INDIRECT(\"Measures!\"&U$2&$B19)<>\"\",INDIRECT(\"Measures!\"&U$2&$B19),\"\"),\"\")","v":""},{"$f":"IF($B19<>\"\",IF(INDIRECT(\"Measures!\"&V$2&$B19)<>\"\",INDIRECT(\"Measures!\"&V$2&$B19),\"\"),\"\")","v":""},{"$f":"IF($B19<>\"\",IF(INDIRECT(\"Measures!\"&W$2&$B19)<>\"\",INDIRECT(\"Measures!\"&W$2&$B19),\"\"),\"\")","v":""},{"$f":"IF($B19<>\"\",IF(INDIRECT(\"Measures!\"&X$2&$B19)<>\"\",INDIRECT(\"Measures!\"&X$2&$B19),\"\"),\"\")","v":""},{"$f":"IF($B19<>\"\",IF(INDIRECT(\"Measures!\"&Y$2&$B19)<>\"\",INDIRECT(\"Measures!\"&Y$2&$B19),\"\"),\"\")","v":""},{"$f":"IF($B19<>\"\",IF(INDIRECT(\"Measures!\"&Z$2&$B19)<>\"\",INDIRECT(\"Measures!\"&Z$2&$B19),\"\"),\"\")","v":""},{"$f":"IF($B19<>\"\",IF(INDIRECT(\"Measures!\"&AA$2&$B19)<>\"\",INDIRECT(\"Measures!\"&AA$2&$B19),\"\"),\"\")","v":""},{"$f":"IF($B19<>\"\",IF(INDIRECT(\"Measures!\"&AB$2&$B19)<>\"\",INDIRECT(\"Measures!\"&AB$2&$B19),\"\"),\"\")","v":""},{"$f":"IF($B19<>\"\",IF(INDIRECT(\"Measures!\"&AC$2&$B19)<>\"\",INDIRECT(\"Measures!\"&AC$2&$B19),\"\"),\"\")","v":""},{"$f":"IF($B19<>\"\",IF(INDIRECT(\"Measures!\"&AD$2&$B19)<>\"\",INDIRECT(\"Measures!\"&AD$2&$B19),\"\"),\"\")","v":""},{"$f":"IF($B19<>\"\",IF(INDIRECT(\"Measures!\"&AE$2&$B19)<>\"\",INDIRECT(\"Measures!\"&AE$2&$B19),\"\"),\"\")","v":""},{"$f":"IF($B19<>\"\",IF(INDIRECT(\"Measures!\"&AF$2&$B19)<>\"\",INDIRECT(\"Measures!\"&AF$2&$B19),\"\"),\"\")","v":""},{"$f":"IF($B19<>\"\",IF(INDIRECT(\"Measures!\"&AG$2&$B19)<>\"\",INDIRECT(\"Measures!\"&AG$2&$B19),\"\"),\"\")","v":""},{"$f":"IF($B19<>\"\",IF(INDIRECT(\"Measures!\"&AH$2&$B19)<>\"\",INDIRECT(\"Measures!\"&AH$2&$B19),\"\"),\"\")","v":""},{"$f":"INDEX('Measure Descriptions'!$A$10:$A$46,MATCH(Map_Elec_Fin[[#This Row],[Measure]],'Measure Descriptions'!$B$10:$B$46,0))","v":""},{"$f":"IF($B19<>\"\",IF(VLOOKUP(Map_Elec_Fin[[#This Row],[Measure]],'Measure Descriptions'!$B$10:$H$46,AJ$2,FALSE)<>\"\",VLOOKUP(Map_Elec_Fin[[#This Row],[Measure]],'Measure Descriptions'!$B$10:$H$46,AJ$2,FALSE),\"\"),\"\")","v":""},{"$f":"IF($B19<>\"\",IF(VLOOKUP(Map_Elec_Fin[[#This Row],[Measure]],'Measure Descriptions'!$B$10:$H$46,AK$2,FALSE)<>\"\",VLOOKUP(Map_Elec_Fin[[#This Row],[Measure]],'Measure Descriptions'!$B$10:$H$46,AK$2,FALSE),\"\"),\"\")","v":""},{"$f":"IF($B19<>\"\",IF(VLOOKUP(Map_Elec_Fin[[#This Row],[Measure]],'Measure Descriptions'!$B$10:$H$46,AL$2,FALSE)<>\"\",VLOOKUP(Map_Elec_Fin[[#This Row],[Measure]],'Measure Descriptions'!$B$10:$H$46,AL$2,FALSE),\"\"),\"\")","v":""},{"$f":"IF($B19<>\"\",IF(VLOOKUP(Map_Elec_Fin[[#This Row],[Measure]],'Measure Descriptions'!$B$10:$H$46,AM$2,FALSE)<>\"\",VLOOKUP(Map_Elec_Fin[[#This Row],[Measure]],'Measure Descriptions'!$B$10:$H$46,AM$2,FALSE),\"\"),\"\")","v":""},{"$f":"IF($B19<>\"\",IF(VLOOKUP(Map_Elec_Fin[[#This Row],[Measure]],'Measure Descriptions'!$B$10:$H$46,AN$2,FALSE)<>\"\",VLOOKUP(Map_Elec_Fin[[#This Row],[Measure]],'Measure Descriptions'!$B$10:$H$46,AN$2,FALSE),\"\"),\"\")","v":""},{"$f":"IF($B19<>\"\",IF(VLOOKUP(Map_Elec_Fin[[#This Row],[Measure]],'Measure Descriptions'!$B$10:$H$46,AO$2,FALSE)<>\"\",VLOOKUP(Map_Elec_Fin[[#This Row],[Measure]],'Measure Descriptions'!$B$10:$H$46,AO$2,FALSE),\"\"),\"\")","v":""},{"$f":"IF($B19<>\"\",IF(INDIRECT(\"Measures!\"&AP$2&$B19)<>\"\",INDIRECT(\"Measures!\"&AP$2&$B19),\"\"),\"\")","v":""},null,null,null,null,null,null,null,null,null,null,null,"","",{"$f":"IF($BA19<>\"\",IF(INDIRECT(\"Measures!\"&BD$2&$BA19)<>\"\",INDIRECT(\"Measures!\"&BD$2&$BA19),\"\"),\"\")","v":""},{"$f":"IF($BA19<>\"\",IF(INDIRECT(\"Measures!\"&BE$2&$BA19)<>\"\",INDIRECT(\"Measures!\"&BE$2&$BA19),\"\"),\"\")","v":""},{"$f":"IF($BA19<>\"\",IF(INDIRECT(\"Measures!\"&BF$2&$BA19)<>\"\",INDIRECT(\"Measures!\"&BF$2&$BA19),\"\"),\"\")","v":""},{"$f":"IF($BA19<>\"\",IF(INDIRECT(\"Measures!\"&BG$2&$BA19)<>\"\",INDIRECT(\"Measures!\"&BG$2&$BA19),\"\"),\"\")","v":""},{"$f":"IF($BA19<>\"\",IF(INDIRECT(\"Measures!\"&BH$2&$BA19)<>\"\",INDIRECT(\"Measures!\"&BH$2&$BA19),\"\"),\"\")","v":""},{"$f":"IF($BA19<>\"\",IF(INDIRECT(\"Measures!\"&BI$2&$BA19)<>\"\",INDIRECT(\"Measures!\"&BI$2&$BA19),\"\"),\"\")","v":""},{"$f":"IF($BA19<>\"\",IF(INDIRECT(\"Measures!\"&BJ$2&$BA19)<>\"\",INDIRECT(\"Measures!\"&BJ$2&$BA19),\"\"),\"\")","v":""},{"$f":"IF($BA19<>\"\",IF(INDIRECT(\"Measures!\"&BK$2&$BA19)<>\"\",INDIRECT(\"Measures!\"&BK$2&$BA19),\"\"),\"\")","v":""},{"$f":"IF($BA19<>\"\",IF(INDIRECT(\"Measures!\"&BL$2&$BA19)<>\"\",INDIRECT(\"Measures!\"&BL$2&$BA19),\"\"),\"\")","v":""},{"$f":"IF($BA19<>\"\",IF(INDIRECT(\"Measures!\"&BM$2&$BA19)<>\"\",INDIRECT(\"Measures!\"&BM$2&$BA19),\"\"),\"\")","v":""},{"$f":"IF($BA19<>\"\",IF(INDIRECT(\"Measures!\"&BN$2&$BA19)<>\"\",INDIRECT(\"Measures!\"&BN$2&$BA19),\"\"),\"\")","v":""},{"$f":"IF($BA19<>\"\",IF(INDIRECT(\"Measures!\"&BO$2&$BA19)<>\"\",INDIRECT(\"Measures!\"&BO$2&$BA19),\"\"),\"\")","v":""},{"$f":"IF($BA19<>\"\",IF(INDIRECT(\"Measures!\"&BP$2&$BA19)<>\"\",INDIRECT(\"Measures!\"&BP$2&$BA19),\"\"),\"\")","v":""},{"$f":"IF($BA19<>\"\",IF(INDIRECT(\"Measures!\"&BQ$2&$BA19)<>\"\",INDIRECT(\"Measures!\"&BQ$2&$BA19),\"\"),\"\")","v":""},{"$f":"IF($BA19<>\"\",IF(INDIRECT(\"Measures!\"&BR$2&$BA19)<>\"\",INDIRECT(\"Measures!\"&BR$2&$BA19),\"\"),\"\")","v":""},{"$f":"IF($BA19<>\"\",IF(INDIRECT(\"Measures!\"&BS$2&$BA19)<>\"\",INDIRECT(\"Measures!\"&BS$2&$BA19),\"\"),\"\")","v":""},{"$f":"IF($BA19<>\"\",IF(INDIRECT(\"Measures!\"&BT$2&$BA19)<>\"\",INDIRECT(\"Measures!\"&BT$2&$BA19),\"\"),\"\")","v":""},{"$f":"IF($BA19<>\"\",IF(INDIRECT(\"Measures!\"&BU$2&$BA19)<>\"\",INDIRECT(\"Measures!\"&BU$2&$BA19),\"\"),\"\")","v":""},{"$f":"IF($BA19<>\"\",IF(INDIRECT(\"Measures!\"&BV$2&$BA19)<>\"\",INDIRECT(\"Measures!\"&BV$2&$BA19),\"\"),\"\")","v":""},{"$f":"IF($BA19<>\"\",IF(INDIRECT(\"Measures!\"&BW$2&$BA19)<>\"\",INDIRECT(\"Measures!\"&BW$2&$BA19),\"\"),\"\")","v":""},{"$f":"IF($BA19<>\"\",IF(INDIRECT(\"Measures!\"&BX$2&$BA19)<>\"\",INDIRECT(\"Measures!\"&BX$2&$BA19),\"\"),\"\")","v":""},{"$f":"IF($BA19<>\"\",IF(INDIRECT(\"Measures!\"&BY$2&$BA19)<>\"\",INDIRECT(\"Measures!\"&BY$2&$BA19),\"\"),\"\")","v":""},{"$f":"IF($BA19<>\"\",IF(INDIRECT(\"Measures!\"&BZ$2&$BA19)<>\"\",INDIRECT(\"Measures!\"&BZ$2&$BA19),\"\"),\"\")","v":""},{"$f":"IF($BA19<>\"\",IF(INDIRECT(\"Measures!\"&CA$2&$BA19)<>\"\",INDIRECT(\"Measures!\"&CA$2&$BA19),\"\"),\"\")","v":""},{"$f":"IF($BA19<>\"\",IF(INDIRECT(\"Measures!\"&CB$2&$BA19)<>\"\",INDIRECT(\"Measures!\"&CB$2&$BA19),\"\"),\"\")","v":""},{"$f":"IF($BA19<>\"\",IF(INDIRECT(\"Measures!\"&CC$2&$BA19)<>\"\",INDIRECT(\"Measures!\"&CC$2&$BA19),\"\"),\"\")","v":""},{"$f":"IF($BA19<>\"\",IF(INDIRECT(\"Measures!\"&CD$2&$BA19)<>\"\",INDIRECT(\"Measures!\"&CD$2&$BA19),\"\"),\"\")","v":""},{"$f":"IF($BA19<>\"\",IF(INDIRECT(\"Measures!\"&CE$2&$BA19)<>\"\",INDIRECT(\"Measures!\"&CE$2&$BA19),\"\"),\"\")","v":""},{"$f":"IF($BA19<>\"\",IF(INDIRECT(\"Measures!\"&CF$2&$BA19)<>\"\",INDIRECT(\"Measures!\"&CF$2&$BA19),\"\"),\"\")","v":""},{"$f":"IF($BA19<>\"\",IF(INDIRECT(\"Measures!\"&CG$2&$BA19)<>\"\",INDIRECT(\"Measures!\"&CG$2&$BA19),\"\"),\"\")","v":""},{"$f":"INDEX('Measure Descriptions'!$A$10:$A$46,MATCH(Map_Gas_Fin[[#This Row],[Measure]],'Measure Descriptions'!$B$10:$B$46,0))","v":""},{"$f":"IF($BA19<>\"\",IF(VLOOKUP(Map_Gas_Fin[[#This Row],[Measure]],'Measure Descriptions'!$B$10:$H$46,CI$2,FALSE)<>\"\",VLOOKUP(Map_Gas_Fin[[#This Row],[Measure]],'Measure Descriptions'!$B$10:$H$46,CI$2,FALSE),\"\"),\"\")","v":""},{"$f":"IF($BA19<>\"\",IF(VLOOKUP(Map_Gas_Fin[[#This Row],[Measure]],'Measure Descriptions'!$B$10:$H$46,CJ$2,FALSE)<>\"\",VLOOKUP(Map_Gas_Fin[[#This Row],[Measure]],'Measure Descriptions'!$B$10:$H$46,CJ$2,FALSE),\"\"),\"\")","v":""},{"$f":"IF($BA19<>\"\",IF(VLOOKUP(Map_Gas_Fin[[#This Row],[Measure]],'Measure Descriptions'!$B$10:$H$46,CK$2,FALSE)<>\"\",VLOOKUP(Map_Gas_Fin[[#This Row],[Measure]],'Measure Descriptions'!$B$10:$H$46,CK$2,FALSE),\"\"),\"\")","v":""},{"$f":"IF($BA19<>\"\",IF(VLOOKUP(Map_Gas_Fin[[#This Row],[Measure]],'Measure Descriptions'!$B$10:$H$46,CL$2,FALSE)<>\"\",VLOOKUP(Map_Gas_Fin[[#This Row],[Measure]],'Measure Descriptions'!$B$10:$H$46,CL$2,FALSE),\"\"),\"\")","v":""},{"$f":"IF($BA19<>\"\",IF(VLOOKUP(Map_Gas_Fin[[#This Row],[Measure]],'Measure Descriptions'!$B$10:$H$46,CM$2,FALSE)<>\"\",VLOOKUP(Map_Gas_Fin[[#This Row],[Measure]],'Measure Descriptions'!$B$10:$H$46,CM$2,FALSE),\"\"),\"\")","v":""},{"$f":"IF($BA19<>\"\",IF(VLOOKUP(Map_Gas_Fin[[#This Row],[Measure]],'Measure Descriptions'!$B$10:$H$46,CN$2,FALSE)<>\"\",VLOOKUP(Map_Gas_Fin[[#This Row],[Measure]],'Measure Descriptions'!$B$10:$H$46,CN$2,FALSE),\"\"),\"\")","v":""},{"$f":"IF($BA19<>\"\",IF(INDIRECT(\"Measures!\"&CO$2&$BA19)<>\"\",INDIRECT(\"Measures!\"&CO$2&$BA19),\"\"),\"\")","v":""}]
[null,null,"","",{"$f":"IF($B20<>\"\",IF(INDIRECT(\"Measures!\"&E$2&$B20)<>\"\",INDIRECT(\"Measures!\"&E$2&$B20),\"\"),\"\")","v":""},{"$f":"IF($B20<>\"\",IF(INDIRECT(\"Measures!\"&F$2&$B20)<>\"\",INDIRECT(\"Measures!\"&F$2&$B20),\"\"),\"\")","v":""},{"$f":"IF($B20<>\"\",IF(INDIRECT(\"Measures!\"&G$2&$B20)<>\"\",INDIRECT(\"Measures!\"&G$2&$B20),\"\"),\"\")","v":""},{"$f":"IF($B20<>\"\",IF(INDIRECT(\"Measures!\"&H$2&$B20)<>\"\",INDIRECT(\"Measures!\"&H$2&$B20),\"\"),\"\")","v":""},{"$f":"IF($B20<>\"\",IF(INDIRECT(\"Measures!\"&I$2&$B20)<>\"\",INDIRECT(\"Measures!\"&I$2&$B20),\"\"),\"\")","v":""},{"$f":"IF($B20<>\"\",IF(INDIRECT(\"Measures!\"&J$2&$B20)<>\"\",INDIRECT(\"Measures!\"&J$2&$B20),\"\"),\"\")","v":""},{"$f":"IF($B20<>\"\",IF(INDIRECT(\"Measures!\"&K$2&$B20)<>\"\",INDIRECT(\"Measures!\"&K$2&$B20),\"\"),\"\")","v":""},{"$f":"IF($B20<>\"\",IF(INDIRECT(\"Measures!\"&L$2&$B20)<>\"\",INDIRECT(\"Measures!\"&L$2&$B20),\"\"),\"\")","v":""},{"$f":"IF($B20<>\"\",IF(INDIRECT(\"Measures!\"&M$2&$B20)<>\"\",INDIRECT(\"Measures!\"&M$2&$B20),\"\"),\"\")","v":""},{"$f":"IF($B20<>\"\",IF(INDIRECT(\"Measures!\"&N$2&$B20)<>\"\",INDIRECT(\"Measures!\"&N$2&$B20),\"\"),\"\")","v":""},{"$f":"IF($B20<>\"\",IF(INDIRECT(\"Measures!\"&O$2&$B20)<>\"\",INDIRECT(\"Measures!\"&O$2&$B20),\"\"),\"\")","v":""},{"$f":"IF($B20<>\"\",IF(INDIRECT(\"Measures!\"&P$2&$B20)<>\"\",INDIRECT(\"Measures!\"&P$2&$B20),\"\"),\"\")","v":""},{"$f":"IF($B20<>\"\",IF(INDIRECT(\"Measures!\"&Q$2&$B20)<>\"\",INDIRECT(\"Measures!\"&Q$2&$B20),\"\"),\"\")","v":""},{"$f":"IF($B20<>\"\",IF(INDIRECT(\"Measures!\"&R$2&$B20)<>\"\",INDIRECT(\"Measures!\"&R$2&$B20),\"\"),\"\")","v":""},{"$f":"IF($B20<>\"\",IF(INDIRECT(\"Measures!\"&S$2&$B20)<>\"\",INDIRECT(\"Measures!\"&S$2&$B20),\"\"),\"\")","v":""},{"$f":"IF($B20<>\"\",IF(INDIRECT(\"Measures!\"&T$2&$B20)<>\"\",INDIRECT(\"Measures!\"&T$2&$B20),\"\"),\"\")","v":""},{"$f":"IF($B20<>\"\",IF(INDIRECT(\"Measures!\"&U$2&$B20)<>\"\",INDIRECT(\"Measures!\"&U$2&$B20),\"\"),\"\")","v":""},{"$f":"IF($B20<>\"\",IF(INDIRECT(\"Measures!\"&V$2&$B20)<>\"\",INDIRECT(\"Measures!\"&V$2&$B20),\"\"),\"\")","v":""},{"$f":"IF($B20<>\"\",IF(INDIRECT(\"Measures!\"&W$2&$B20)<>\"\",INDIRECT(\"Measures!\"&W$2&$B20),\"\"),\"\")","v":""},{"$f":"IF($B20<>\"\",IF(INDIRECT(\"Measures!\"&X$2&$B20)<>\"\",INDIRECT(\"Measures!\"&X$2&$B20),\"\"),\"\")","v":""},{"$f":"IF($B20<>\"\",IF(INDIRECT(\"Measures!\"&Y$2&$B20)<>\"\",INDIRECT(\"Measures!\"&Y$2&$B20),\"\"),\"\")","v":""},{"$f":"IF($B20<>\"\",IF(INDIRECT(\"Measures!\"&Z$2&$B20)<>\"\",INDIRECT(\"Measures!\"&Z$2&$B20),\"\"),\"\")","v":""},{"$f":"IF($B20<>\"\",IF(INDIRECT(\"Measures!\"&AA$2&$B20)<>\"\",INDIRECT(\"Measures!\"&AA$2&$B20),\"\"),\"\")","v":""},{"$f":"IF($B20<>\"\",IF(INDIRECT(\"Measures!\"&AB$2&$B20)<>\"\",INDIRECT(\"Measures!\"&AB$2&$B20),\"\"),\"\")","v":""},{"$f":"IF($B20<>\"\",IF(INDIRECT(\"Measures!\"&AC$2&$B20)<>\"\",INDIRECT(\"Measures!\"&AC$2&$B20),\"\"),\"\")","v":""},{"$f":"IF($B20<>\"\",IF(INDIRECT(\"Measures!\"&AD$2&$B20)<>\"\",INDIRECT(\"Measures!\"&AD$2&$B20),\"\"),\"\")","v":""},{"$f":"IF($B20<>\"\",IF(INDIRECT(\"Measures!\"&AE$2&$B20)<>\"\",INDIRECT(\"Measures!\"&AE$2&$B20),\"\"),\"\")","v":""},{"$f":"IF($B20<>\"\",IF(INDIRECT(\"Measures!\"&AF$2&$B20)<>\"\",INDIRECT(\"Measures!\"&AF$2&$B20),\"\"),\"\")","v":""},{"$f":"IF($B20<>\"\",IF(INDIRECT(\"Measures!\"&AG$2&$B20)<>\"\",INDIRECT(\"Measures!\"&AG$2&$B20),\"\"),\"\")","v":""},{"$f":"IF($B20<>\"\",IF(INDIRECT(\"Measures!\"&AH$2&$B20)<>\"\",INDIRECT(\"Measures!\"&AH$2&$B20),\"\"),\"\")","v":""},{"$f":"INDEX('Measure Descriptions'!$A$10:$A$46,MATCH(Map_Elec_Fin[[#This Row],[Measure]],'Measure Descriptions'!$B$10:$B$46,0))","v":""},{"$f":"IF($B20<>\"\",IF(VLOOKUP(Map_Elec_Fin[[#This Row],[Measure]],'Measure Descriptions'!$B$10:$H$46,AJ$2,FALSE)<>\"\",VLOOKUP(Map_Elec_Fin[[#This Row],[Measure]],'Measure Descriptions'!$B$10:$H$46,AJ$2,FALSE),\"\"),\"\")","v":""},{"$f":"IF($B20<>\"\",IF(VLOOKUP(Map_Elec_Fin[[#This Row],[Measure]],'Measure Descriptions'!$B$10:$H$46,AK$2,FALSE)<>\"\",VLOOKUP(Map_Elec_Fin[[#This Row],[Measure]],'Measure Descriptions'!$B$10:$H$46,AK$2,FALSE),\"\"),\"\")","v":""},{"$f":"IF($B20<>\"\",IF(VLOOKUP(Map_Elec_Fin[[#This Row],[Measure]],'Measure Descriptions'!$B$10:$H$46,AL$2,FALSE)<>\"\",VLOOKUP(Map_Elec_Fin[[#This Row],[Measure]],'Measure Descriptions'!$B$10:$H$46,AL$2,FALSE),\"\"),\"\")","v":""},{"$f":"IF($B20<>\"\",IF(VLOOKUP(Map_Elec_Fin[[#This Row],[Measure]],'Measure Descriptions'!$B$10:$H$46,AM$2,FALSE)<>\"\",VLOOKUP(Map_Elec_Fin[[#This Row],[Measure]],'Measure Descriptions'!$B$10:$H$46,AM$2,FALSE),\"\"),\"\")","v":""},{"$f":"IF($B20<>\"\",IF(VLOOKUP(Map_Elec_Fin[[#This Row],[Measure]],'Measure Descriptions'!$B$10:$H$46,AN$2,FALSE)<>\"\",VLOOKUP(Map_Elec_Fin[[#This Row],[Measure]],'Measure Descriptions'!$B$10:$H$46,AN$2,FALSE),\"\"),\"\")","v":""},{"$f":"IF($B20<>\"\",IF(VLOOKUP(Map_Elec_Fin[[#This Row],[Measure]],'Measure Descriptions'!$B$10:$H$46,AO$2,FALSE)<>\"\",VLOOKUP(Map_Elec_Fin[[#This Row],[Measure]],'Measure Descriptions'!$B$10:$H$46,AO$2,FALSE),\"\"),\"\")","v":""},{"$f":"IF($B20<>\"\",IF(INDIRECT(\"Measures!\"&AP$2&$B20)<>\"\",INDIRECT(\"Measures!\"&AP$2&$B20),\"\"),\"\")","v":""},null,null,null,null,null,null,null,null,null,null,null,"","",{"$f":"IF($BA20<>\"\",IF(INDIRECT(\"Measures!\"&BD$2&$BA20)<>\"\",INDIRECT(\"Measures!\"&BD$2&$BA20),\"\"),\"\")","v":""},{"$f":"IF($BA20<>\"\",IF(INDIRECT(\"Measures!\"&BE$2&$BA20)<>\"\",INDIRECT(\"Measures!\"&BE$2&$BA20),\"\"),\"\")","v":""},{"$f":"IF($BA20<>\"\",IF(INDIRECT(\"Measures!\"&BF$2&$BA20)<>\"\",INDIRECT(\"Measures!\"&BF$2&$BA20),\"\"),\"\")","v":""},{"$f":"IF($BA20<>\"\",IF(INDIRECT(\"Measures!\"&BG$2&$BA20)<>\"\",INDIRECT(\"Measures!\"&BG$2&$BA20),\"\"),\"\")","v":""},{"$f":"IF($BA20<>\"\",IF(INDIRECT(\"Measures!\"&BH$2&$BA20)<>\"\",INDIRECT(\"Measures!\"&BH$2&$BA20),\"\"),\"\")","v":""},{"$f":"IF($BA20<>\"\",IF(INDIRECT(\"Measures!\"&BI$2&$BA20)<>\"\",INDIRECT(\"Measures!\"&BI$2&$BA20),\"\"),\"\")","v":""},{"$f":"IF($BA20<>\"\",IF(INDIRECT(\"Measures!\"&BJ$2&$BA20)<>\"\",INDIRECT(\"Measures!\"&BJ$2&$BA20),\"\"),\"\")","v":""},{"$f":"IF($BA20<>\"\",IF(INDIRECT(\"Measures!\"&BK$2&$BA20)<>\"\",INDIRECT(\"Measures!\"&BK$2&$BA20),\"\"),\"\")","v":""},{"$f":"IF($BA20<>\"\",IF(INDIRECT(\"Measures!\"&BL$2&$BA20)<>\"\",INDIRECT(\"Measures!\"&BL$2&$BA20),\"\"),\"\")","v":""},{"$f":"IF($BA20<>\"\",IF(INDIRECT(\"Measures!\"&BM$2&$BA20)<>\"\",INDIRECT(\"Measures!\"&BM$2&$BA20),\"\"),\"\")","v":""},{"$f":"IF($BA20<>\"\",IF(INDIRECT(\"Measures!\"&BN$2&$BA20)<>\"\",INDIRECT(\"Measures!\"&BN$2&$BA20),\"\"),\"\")","v":""},{"$f":"IF($BA20<>\"\",IF(INDIRECT(\"Measures!\"&BO$2&$BA20)<>\"\",INDIRECT(\"Measures!\"&BO$2&$BA20),\"\"),\"\")","v":""},{"$f":"IF($BA20<>\"\",IF(INDIRECT(\"Measures!\"&BP$2&$BA20)<>\"\",INDIRECT(\"Measures!\"&BP$2&$BA20),\"\"),\"\")","v":""},{"$f":"IF($BA20<>\"\",IF(INDIRECT(\"Measures!\"&BQ$2&$BA20)<>\"\",INDIRECT(\"Measures!\"&BQ$2&$BA20),\"\"),\"\")","v":""},{"$f":"IF($BA20<>\"\",IF(INDIRECT(\"Measures!\"&BR$2&$BA20)<>\"\",INDIRECT(\"Measures!\"&BR$2&$BA20),\"\"),\"\")","v":""},{"$f":"IF($BA20<>\"\",IF(INDIRECT(\"Measures!\"&BS$2&$BA20)<>\"\",INDIRECT(\"Measures!\"&BS$2&$BA20),\"\"),\"\")","v":""},{"$f":"IF($BA20<>\"\",IF(INDIRECT(\"Measures!\"&BT$2&$BA20)<>\"\",INDIRECT(\"Measures!\"&BT$2&$BA20),\"\"),\"\")","v":""},{"$f":"IF($BA20<>\"\",IF(INDIRECT(\"Measures!\"&BU$2&$BA20)<>\"\",INDIRECT(\"Measures!\"&BU$2&$BA20),\"\"),\"\")","v":""},{"$f":"IF($BA20<>\"\",IF(INDIRECT(\"Measures!\"&BV$2&$BA20)<>\"\",INDIRECT(\"Measures!\"&BV$2&$BA20),\"\"),\"\")","v":""},{"$f":"IF($BA20<>\"\",IF(INDIRECT(\"Measures!\"&BW$2&$BA20)<>\"\",INDIRECT(\"Measures!\"&BW$2&$BA20),\"\"),\"\")","v":""},{"$f":"IF($BA20<>\"\",IF(INDIRECT(\"Measures!\"&BX$2&$BA20)<>\"\",INDIRECT(\"Measures!\"&BX$2&$BA20),\"\"),\"\")","v":""},{"$f":"IF($BA20<>\"\",IF(INDIRECT(\"Measures!\"&BY$2&$BA20)<>\"\",INDIRECT(\"Measures!\"&BY$2&$BA20),\"\"),\"\")","v":""},{"$f":"IF($BA20<>\"\",IF(INDIRECT(\"Measures!\"&BZ$2&$BA20)<>\"\",INDIRECT(\"Measures!\"&BZ$2&$BA20),\"\"),\"\")","v":""},{"$f":"IF($BA20<>\"\",IF(INDIRECT(\"Measures!\"&CA$2&$BA20)<>\"\",INDIRECT(\"Measures!\"&CA$2&$BA20),\"\"),\"\")","v":""},{"$f":"IF($BA20<>\"\",IF(INDIRECT(\"Measures!\"&CB$2&$BA20)<>\"\",INDIRECT(\"Measures!\"&CB$2&$BA20),\"\"),\"\")","v":""},{"$f":"IF($BA20<>\"\",IF(INDIRECT(\"Measures!\"&CC$2&$BA20)<>\"\",INDIRECT(\"Measures!\"&CC$2&$BA20),\"\"),\"\")","v":""},{"$f":"IF($BA20<>\"\",IF(INDIRECT(\"Measures!\"&CD$2&$BA20)<>\"\",INDIRECT(\"Measures!\"&CD$2&$BA20),\"\"),\"\")","v":""},{"$f":"IF($BA20<>\"\",IF(INDIRECT(\"Measures!\"&CE$2&$BA20)<>\"\",INDIRECT(\"Measures!\"&CE$2&$BA20),\"\"),\"\")","v":""},{"$f":"IF($BA20<>\"\",IF(INDIRECT(\"Measures!\"&CF$2&$BA20)<>\"\",INDIRECT(\"Measures!\"&CF$2&$BA20),\"\"),\"\")","v":""},{"$f":"IF($BA20<>\"\",IF(INDIRECT(\"Measures!\"&CG$2&$BA20)<>\"\",INDIRECT(\"Measures!\"&CG$2&$BA20),\"\"),\"\")","v":""},{"$f":"INDEX('Measure Descriptions'!$A$10:$A$46,MATCH(Map_Gas_Fin[[#This Row],[Measure]],'Measure Descriptions'!$B$10:$B$46,0))","v":""},{"$f":"IF($BA20<>\"\",IF(VLOOKUP(Map_Gas_Fin[[#This Row],[Measure]],'Measure Descriptions'!$B$10:$H$46,CI$2,FALSE)<>\"\",VLOOKUP(Map_Gas_Fin[[#This Row],[Measure]],'Measure Descriptions'!$B$10:$H$46,CI$2,FALSE),\"\"),\"\")","v":""},{"$f":"IF($BA20<>\"\",IF(VLOOKUP(Map_Gas_Fin[[#This Row],[Measure]],'Measure Descriptions'!$B$10:$H$46,CJ$2,FALSE)<>\"\",VLOOKUP(Map_Gas_Fin[[#This Row],[Measure]],'Measure Descriptions'!$B$10:$H$46,CJ$2,FALSE),\"\"),\"\")","v":""},{"$f":"IF($BA20<>\"\",IF(VLOOKUP(Map_Gas_Fin[[#This Row],[Measure]],'Measure Descriptions'!$B$10:$H$46,CK$2,FALSE)<>\"\",VLOOKUP(Map_Gas_Fin[[#This Row],[Measure]],'Measure Descriptions'!$B$10:$H$46,CK$2,FALSE),\"\"),\"\")","v":""},{"$f":"IF($BA20<>\"\",IF(VLOOKUP(Map_Gas_Fin[[#This Row],[Measure]],'Measure Descriptions'!$B$10:$H$46,CL$2,FALSE)<>\"\",VLOOKUP(Map_Gas_Fin[[#This Row],[Measure]],'Measure Descriptions'!$B$10:$H$46,CL$2,FALSE),\"\"),\"\")","v":""},{"$f":"IF($BA20<>\"\",IF(VLOOKUP(Map_Gas_Fin[[#This Row],[Measure]],'Measure Descriptions'!$B$10:$H$46,CM$2,FALSE)<>\"\",VLOOKUP(Map_Gas_Fin[[#This Row],[Measure]],'Measure Descriptions'!$B$10:$H$46,CM$2,FALSE),\"\"),\"\")","v":""},{"$f":"IF($BA20<>\"\",IF(VLOOKUP(Map_Gas_Fin[[#This Row],[Measure]],'Measure Descriptions'!$B$10:$H$46,CN$2,FALSE)<>\"\",VLOOKUP(Map_Gas_Fin[[#This Row],[Measure]],'Measure Descriptions'!$B$10:$H$46,CN$2,FALSE),\"\"),\"\")","v":""},{"$f":"IF($BA20<>\"\",IF(INDIRECT(\"Measures!\"&CO$2&$BA20)<>\"\",INDIRECT(\"Measures!\"&CO$2&$BA20),\"\"),\"\")","v":""}]
[null,null,"","",{"$f":"IF($B21<>\"\",IF(INDIRECT(\"Measures!\"&E$2&$B21)<>\"\",INDIRECT(\"Measures!\"&E$2&$B21),\"\"),\"\")","v":""},{"$f":"IF($B21<>\"\",IF(INDIRECT(\"Measures!\"&F$2&$B21)<>\"\",INDIRECT(\"Measures!\"&F$2&$B21),\"\"),\"\")","v":""},{"$f":"IF($B21<>\"\",IF(INDIRECT(\"Measures!\"&G$2&$B21)<>\"\",INDIRECT(\"Measures!\"&G$2&$B21),\"\"),\"\")","v":""},{"$f":"IF($B21<>\"\",IF(INDIRECT(\"Measures!\"&H$2&$B21)<>\"\",INDIRECT(\"Measures!\"&H$2&$B21),\"\"),\"\")","v":""},{"$f":"IF($B21<>\"\",IF(INDIRECT(\"Measures!\"&I$2&$B21)<>\"\",INDIRECT(\"Measures!\"&I$2&$B21),\"\"),\"\")","v":""},{"$f":"IF($B21<>\"\",IF(INDIRECT(\"Measures!\"&J$2&$B21)<>\"\",INDIRECT(\"Measures!\"&J$2&$B21),\"\"),\"\")","v":""},{"$f":"IF($B21<>\"\",IF(INDIRECT(\"Measures!\"&K$2&$B21)<>\"\",INDIRECT(\"Measures!\"&K$2&$B21),\"\"),\"\")","v":""},{"$f":"IF($B21<>\"\",IF(INDIRECT(\"Measures!\"&L$2&$B21)<>\"\",INDIRECT(\"Measures!\"&L$2&$B21),\"\"),\"\")","v":""},{"$f":"IF($B21<>\"\",IF(INDIRECT(\"Measures!\"&M$2&$B21)<>\"\",INDIRECT(\"Measures!\"&M$2&$B21),\"\"),\"\")","v":""},{"$f":"IF($B21<>\"\",IF(INDIRECT(\"Measures!\"&N$2&$B21)<>\"\",INDIRECT(\"Measures!\"&N$2&$B21),\"\"),\"\")","v":""},{"$f":"IF($B21<>\"\",IF(INDIRECT(\"Measures!\"&O$2&$B21)<>\"\",INDIRECT(\"Measures!\"&O$2&$B21),\"\"),\"\")","v":""},{"$f":"IF($B21<>\"\",IF(INDIRECT(\"Measures!\"&P$2&$B21)<>\"\",INDIRECT(\"Measures!\"&P$2&$B21),\"\"),\"\")","v":""},{"$f":"IF($B21<>\"\",IF(INDIRECT(\"Measures!\"&Q$2&$B21)<>\"\",INDIRECT(\"Measures!\"&Q$2&$B21),\"\"),\"\")","v":""},{"$f":"IF($B21<>\"\",IF(INDIRECT(\"Measures!\"&R$2&$B21)<>\"\",INDIRECT(\"Measures!\"&R$2&$B21),\"\"),\"\")","v":""},{"$f":"IF($B21<>\"\",IF(INDIRECT(\"Measures!\"&S$2&$B21)<>\"\",INDIRECT(\"Measures!\"&S$2&$B21),\"\"),\"\")","v":""},{"$f":"IF($B21<>\"\",IF(INDIRECT(\"Measures!\"&T$2&$B21)<>\"\",INDIRECT(\"Measures!\"&T$2&$B21),\"\"),\"\")","v":""},{"$f":"IF($B21<>\"\",IF(INDIRECT(\"Measures!\"&U$2&$B21)<>\"\",INDIRECT(\"Measures!\"&U$2&$B21),\"\"),\"\")","v":""},{"$f":"IF($B21<>\"\",IF(INDIRECT(\"Measures!\"&V$2&$B21)<>\"\",INDIRECT(\"Measures!\"&V$2&$B21),\"\"),\"\")","v":""},{"$f":"IF($B21<>\"\",IF(INDIRECT(\"Measures!\"&W$2&$B21)<>\"\",INDIRECT(\"Measures!\"&W$2&$B21),\"\"),\"\")","v":""},{"$f":"IF($B21<>\"\",IF(INDIRECT(\"Measures!\"&X$2&$B21)<>\"\",INDIRECT(\"Measures!\"&X$2&$B21),\"\"),\"\")","v":""},{"$f":"IF($B21<>\"\",IF(INDIRECT(\"Measures!\"&Y$2&$B21)<>\"\",INDIRECT(\"Measures!\"&Y$2&$B21),\"\"),\"\")","v":""},{"$f":"IF($B21<>\"\",IF(INDIRECT(\"Measures!\"&Z$2&$B21)<>\"\",INDIRECT(\"Measures!\"&Z$2&$B21),\"\"),\"\")","v":""},{"$f":"IF($B21<>\"\",IF(INDIRECT(\"Measures!\"&AA$2&$B21)<>\"\",INDIRECT(\"Measures!\"&AA$2&$B21),\"\"),\"\")","v":""},{"$f":"IF($B21<>\"\",IF(INDIRECT(\"Measures!\"&AB$2&$B21)<>\"\",INDIRECT(\"Measures!\"&AB$2&$B21),\"\"),\"\")","v":""},{"$f":"IF($B21<>\"\",IF(INDIRECT(\"Measures!\"&AC$2&$B21)<>\"\",INDIRECT(\"Measures!\"&AC$2&$B21),\"\"),\"\")","v":""},{"$f":"IF($B21<>\"\",IF(INDIRECT(\"Measures!\"&AD$2&$B21)<>\"\",INDIRECT(\"Measures!\"&AD$2&$B21),\"\"),\"\")","v":""},{"$f":"IF($B21<>\"\",IF(INDIRECT(\"Measures!\"&AE$2&$B21)<>\"\",INDIRECT(\"Measures!\"&AE$2&$B21),\"\"),\"\")","v":""},{"$f":"IF($B21<>\"\",IF(INDIRECT(\"Measures!\"&AF$2&$B21)<>\"\",INDIRECT(\"Measures!\"&AF$2&$B21),\"\"),\"\")","v":""},{"$f":"IF($B21<>\"\",IF(INDIRECT(\"Measures!\"&AG$2&$B21)<>\"\",INDIRECT(\"Measures!\"&AG$2&$B21),\"\"),\"\")","v":""},{"$f":"IF($B21<>\"\",IF(INDIRECT(\"Measures!\"&AH$2&$B21)<>\"\",INDIRECT(\"Measures!\"&AH$2&$B21),\"\"),\"\")","v":""},{"$f":"INDEX('Measure Descriptions'!$A$10:$A$46,MATCH(Map_Elec_Fin[[#This Row],[Measure]],'Measure Descriptions'!$B$10:$B$46,0))","v":""},{"$f":"IF($B21<>\"\",IF(VLOOKUP(Map_Elec_Fin[[#This Row],[Measure]],'Measure Descriptions'!$B$10:$H$46,AJ$2,FALSE)<>\"\",VLOOKUP(Map_Elec_Fin[[#This Row],[Measure]],'Measure Descriptions'!$B$10:$H$46,AJ$2,FALSE),\"\"),\"\")","v":""},{"$f":"IF($B21<>\"\",IF(VLOOKUP(Map_Elec_Fin[[#This Row],[Measure]],'Measure Descriptions'!$B$10:$H$46,AK$2,FALSE)<>\"\",VLOOKUP(Map_Elec_Fin[[#This Row],[Measure]],'Measure Descriptions'!$B$10:$H$46,AK$2,FALSE),\"\"),\"\")","v":""},{"$f":"IF($B21<>\"\",IF(VLOOKUP(Map_Elec_Fin[[#This Row],[Measure]],'Measure Descriptions'!$B$10:$H$46,AL$2,FALSE)<>\"\",VLOOKUP(Map_Elec_Fin[[#This Row],[Measure]],'Measure Descriptions'!$B$10:$H$46,AL$2,FALSE),\"\"),\"\")","v":""},{"$f":"IF($B21<>\"\",IF(VLOOKUP(Map_Elec_Fin[[#This Row],[Measure]],'Measure Descriptions'!$B$10:$H$46,AM$2,FALSE)<>\"\",VLOOKUP(Map_Elec_Fin[[#This Row],[Measure]],'Measure Descriptions'!$B$10:$H$46,AM$2,FALSE),\"\"),\"\")","v":""},{"$f":"IF($B21<>\"\",IF(VLOOKUP(Map_Elec_Fin[[#This Row],[Measure]],'Measure Descriptions'!$B$10:$H$46,AN$2,FALSE)<>\"\",VLOOKUP(Map_Elec_Fin[[#This Row],[Measure]],'Measure Descriptions'!$B$10:$H$46,AN$2,FALSE),\"\"),\"\")","v":""},{"$f":"IF($B21<>\"\",IF(VLOOKUP(Map_Elec_Fin[[#This Row],[Measure]],'Measure Descriptions'!$B$10:$H$46,AO$2,FALSE)<>\"\",VLOOKUP(Map_Elec_Fin[[#This Row],[Measure]],'Measure Descriptions'!$B$10:$H$46,AO$2,FALSE),\"\"),\"\")","v":""},{"$f":"IF($B21<>\"\",IF(INDIRECT(\"Measures!\"&AP$2&$B21)<>\"\",INDIRECT(\"Measures!\"&AP$2&$B21),\"\"),\"\")","v":""},null,null,null,null,null,null,null,null,null,null,null,"","",{"$f":"IF($BA21<>\"\",IF(INDIRECT(\"Measures!\"&BD$2&$BA21)<>\"\",INDIRECT(\"Measures!\"&BD$2&$BA21),\"\"),\"\")","v":""},{"$f":"IF($BA21<>\"\",IF(INDIRECT(\"Measures!\"&BE$2&$BA21)<>\"\",INDIRECT(\"Measures!\"&BE$2&$BA21),\"\"),\"\")","v":""},{"$f":"IF($BA21<>\"\",IF(INDIRECT(\"Measures!\"&BF$2&$BA21)<>\"\",INDIRECT(\"Measures!\"&BF$2&$BA21),\"\"),\"\")","v":""},{"$f":"IF($BA21<>\"\",IF(INDIRECT(\"Measures!\"&BG$2&$BA21)<>\"\",INDIRECT(\"Measures!\"&BG$2&$BA21),\"\"),\"\")","v":""},{"$f":"IF($BA21<>\"\",IF(INDIRECT(\"Measures!\"&BH$2&$BA21)<>\"\",INDIRECT(\"Measures!\"&BH$2&$BA21),\"\"),\"\")","v":""},{"$f":"IF($BA21<>\"\",IF(INDIRECT(\"Measures!\"&BI$2&$BA21)<>\"\",INDIRECT(\"Measures!\"&BI$2&$BA21),\"\"),\"\")","v":""},{"$f":"IF($BA21<>\"\",IF(INDIRECT(\"Measures!\"&BJ$2&$BA21)<>\"\",INDIRECT(\"Measures!\"&BJ$2&$BA21),\"\"),\"\")","v":""},{"$f":"IF($BA21<>\"\",IF(INDIRECT(\"Measures!\"&BK$2&$BA21)<>\"\",INDIRECT(\"Measures!\"&BK$2&$BA21),\"\"),\"\")","v":""},{"$f":"IF($BA21<>\"\",IF(INDIRECT(\"Measures!\"&BL$2&$BA21)<>\"\",INDIRECT(\"Measures!\"&BL$2&$BA21),\"\"),\"\")","v":""},{"$f":"IF($BA21<>\"\",IF(INDIRECT(\"Measures!\"&BM$2&$BA21)<>\"\",INDIRECT(\"Measures!\"&BM$2&$BA21),\"\"),\"\")","v":""},{"$f":"IF($BA21<>\"\",IF(INDIRECT(\"Measures!\"&BN$2&$BA21)<>\"\",INDIRECT(\"Measures!\"&BN$2&$BA21),\"\"),\"\")","v":""},{"$f":"IF($BA21<>\"\",IF(INDIRECT(\"Measures!\"&BO$2&$BA21)<>\"\",INDIRECT(\"Measures!\"&BO$2&$BA21),\"\"),\"\")","v":""},{"$f":"IF($BA21<>\"\",IF(INDIRECT(\"Measures!\"&BP$2&$BA21)<>\"\",INDIRECT(\"Measures!\"&BP$2&$BA21),\"\"),\"\")","v":""},{"$f":"IF($BA21<>\"\",IF(INDIRECT(\"Measures!\"&BQ$2&$BA21)<>\"\",INDIRECT(\"Measures!\"&BQ$2&$BA21),\"\"),\"\")","v":""},{"$f":"IF($BA21<>\"\",IF(INDIRECT(\"Measures!\"&BR$2&$BA21)<>\"\",INDIRECT(\"Measures!\"&BR$2&$BA21),\"\"),\"\")","v":""},{"$f":"IF($BA21<>\"\",IF(INDIRECT(\"Measures!\"&BS$2&$BA21)<>\"\",INDIRECT(\"Measures!\"&BS$2&$BA21),\"\"),\"\")","v":""},{"$f":"IF($BA21<>\"\",IF(INDIRECT(\"Measures!\"&BT$2&$BA21)<>\"\",INDIRECT(\"Measures!\"&BT$2&$BA21),\"\"),\"\")","v":""},{"$f":"IF($BA21<>\"\",IF(INDIRECT(\"Measures!\"&BU$2&$BA21)<>\"\",INDIRECT(\"Measures!\"&BU$2&$BA21),\"\"),\"\")","v":""},{"$f":"IF($BA21<>\"\",IF(INDIRECT(\"Measures!\"&BV$2&$BA21)<>\"\",INDIRECT(\"Measures!\"&BV$2&$BA21),\"\"),\"\")","v":""},{"$f":"IF($BA21<>\"\",IF(INDIRECT(\"Measures!\"&BW$2&$BA21)<>\"\",INDIRECT(\"Measures!\"&BW$2&$BA21),\"\"),\"\")","v":""},{"$f":"IF($BA21<>\"\",IF(INDIRECT(\"Measures!\"&BX$2&$BA21)<>\"\",INDIRECT(\"Measures!\"&BX$2&$BA21),\"\"),\"\")","v":""},{"$f":"IF($BA21<>\"\",IF(INDIRECT(\"Measures!\"&BY$2&$BA21)<>\"\",INDIRECT(\"Measures!\"&BY$2&$BA21),\"\"),\"\")","v":""},{"$f":"IF($BA21<>\"\",IF(INDIRECT(\"Measures!\"&BZ$2&$BA21)<>\"\",INDIRECT(\"Measures!\"&BZ$2&$BA21),\"\"),\"\")","v":""},{"$f":"IF($BA21<>\"\",IF(INDIRECT(\"Measures!\"&CA$2&$BA21)<>\"\",INDIRECT(\"Measures!\"&CA$2&$BA21),\"\"),\"\")","v":""},{"$f":"IF($BA21<>\"\",IF(INDIRECT(\"Measures!\"&CB$2&$BA21)<>\"\",INDIRECT(\"Measures!\"&CB$2&$BA21),\"\"),\"\")","v":""},{"$f":"IF($BA21<>\"\",IF(INDIRECT(\"Measures!\"&CC$2&$BA21)<>\"\",INDIRECT(\"Measures!\"&CC$2&$BA21),\"\"),\"\")","v":""},{"$f":"IF($BA21<>\"\",IF(INDIRECT(\"Measures!\"&CD$2&$BA21)<>\"\",INDIRECT(\"Measures!\"&CD$2&$BA21),\"\"),\"\")","v":""},{"$f":"IF($BA21<>\"\",IF(INDIRECT(\"Measures!\"&CE$2&$BA21)<>\"\",INDIRECT(\"Measures!\"&CE$2&$BA21),\"\"),\"\")","v":""},{"$f":"IF($BA21<>\"\",IF(INDIRECT(\"Measures!\"&CF$2&$BA21)<>\"\",INDIRECT(\"Measures!\"&CF$2&$BA21),\"\"),\"\")","v":""},{"$f":"IF($BA21<>\"\",IF(INDIRECT(\"Measures!\"&CG$2&$BA21)<>\"\",INDIRECT(\"Measures!\"&CG$2&$BA21),\"\"),\"\")","v":""},{"$f":"INDEX('Measure Descriptions'!$A$10:$A$46,MATCH(Map_Gas_Fin[[#This Row],[Measure]],'Measure Descriptions'!$B$10:$B$46,0))","v":""},{"$f":"IF($BA21<>\"\",IF(VLOOKUP(Map_Gas_Fin[[#This Row],[Measure]],'Measure Descriptions'!$B$10:$H$46,CI$2,FALSE)<>\"\",VLOOKUP(Map_Gas_Fin[[#This Row],[Measure]],'Measure Descriptions'!$B$10:$H$46,CI$2,FALSE),\"\"),\"\")","v":""},{"$f":"IF($BA21<>\"\",IF(VLOOKUP(Map_Gas_Fin[[#This Row],[Measure]],'Measure Descriptions'!$B$10:$H$46,CJ$2,FALSE)<>\"\",VLOOKUP(Map_Gas_Fin[[#This Row],[Measure]],'Measure Descriptions'!$B$10:$H$46,CJ$2,FALSE),\"\"),\"\")","v":""},{"$f":"IF($BA21<>\"\",IF(VLOOKUP(Map_Gas_Fin[[#This Row],[Measure]],'Measure Descriptions'!$B$10:$H$46,CK$2,FALSE)<>\"\",VLOOKUP(Map_Gas_Fin[[#This Row],[Measure]],'Measure Descriptions'!$B$10:$H$46,CK$2,FALSE),\"\"),\"\")","v":""},{"$f":"IF($BA21<>\"\",IF(VLOOKUP(Map_Gas_Fin[[#This Row],[Measure]],'Measure Descriptions'!$B$10:$H$46,CL$2,FALSE)<>\"\",VLOOKUP(Map_Gas_Fin[[#This Row],[Measure]],'Measure Descriptions'!$B$10:$H$46,CL$2,FALSE),\"\"),\"\")","v":""},{"$f":"IF($BA21<>\"\",IF(VLOOKUP(Map_Gas_Fin[[#This Row],[Measure]],'Measure Descriptions'!$B$10:$H$46,CM$2,FALSE)<>\"\",VLOOKUP(Map_Gas_Fin[[#This Row],[Measure]],'Measure Descriptions'!$B$10:$H$46,CM$2,FALSE),\"\"),\"\")","v":""},{"$f":"IF($BA21<>\"\",IF(VLOOKUP(Map_Gas_Fin[[#This Row],[Measure]],'Measure Descriptions'!$B$10:$H$46,CN$2,FALSE)<>\"\",VLOOKUP(Map_Gas_Fin[[#This Row],[Measure]],'Measure Descriptions'!$B$10:$H$46,CN$2,FALSE),\"\"),\"\")","v":""},{"$f":"IF($BA21<>\"\",IF(INDIRECT(\"Measures!\"&CO$2&$BA21)<>\"\",INDIRECT(\"Measures!\"&CO$2&$BA21),\"\"),\"\")","v":""}]
[null,null,"","",{"$f":"IF($B22<>\"\",IF(INDIRECT(\"Measures!\"&E$2&$B22)<>\"\",INDIRECT(\"Measures!\"&E$2&$B22),\"\"),\"\")","v":""},{"$f":"IF($B22<>\"\",IF(INDIRECT(\"Measures!\"&F$2&$B22)<>\"\",INDIRECT(\"Measures!\"&F$2&$B22),\"\"),\"\")","v":""},{"$f":"IF($B22<>\"\",IF(INDIRECT(\"Measures!\"&G$2&$B22)<>\"\",INDIRECT(\"Measures!\"&G$2&$B22),\"\"),\"\")","v":""},{"$f":"IF($B22<>\"\",IF(INDIRECT(\"Measures!\"&H$2&$B22)<>\"\",INDIRECT(\"Measures!\"&H$2&$B22),\"\"),\"\")","v":""},{"$f":"IF($B22<>\"\",IF(INDIRECT(\"Measures!\"&I$2&$B22)<>\"\",INDIRECT(\"Measures!\"&I$2&$B22),\"\"),\"\")","v":""},{"$f":"IF($B22<>\"\",IF(INDIRECT(\"Measures!\"&J$2&$B22)<>\"\",INDIRECT(\"Measures!\"&J$2&$B22),\"\"),\"\")","v":""},{"$f":"IF($B22<>\"\",IF(INDIRECT(\"Measures!\"&K$2&$B22)<>\"\",INDIRECT(\"Measures!\"&K$2&$B22),\"\"),\"\")","v":""},{"$f":"IF($B22<>\"\",IF(INDIRECT(\"Measures!\"&L$2&$B22)<>\"\",INDIRECT(\"Measures!\"&L$2&$B22),\"\"),\"\")","v":""},{"$f":"IF($B22<>\"\",IF(INDIRECT(\"Measures!\"&M$2&$B22)<>\"\",INDIRECT(\"Measures!\"&M$2&$B22),\"\"),\"\")","v":""},{"$f":"IF($B22<>\"\",IF(INDIRECT(\"Measures!\"&N$2&$B22)<>\"\",INDIRECT(\"Measures!\"&N$2&$B22),\"\"),\"\")","v":""},{"$f":"IF($B22<>\"\",IF(INDIRECT(\"Measures!\"&O$2&$B22)<>\"\",INDIRECT(\"Measures!\"&O$2&$B22),\"\"),\"\")","v":""},{"$f":"IF($B22<>\"\",IF(INDIRECT(\"Measures!\"&P$2&$B22)<>\"\",INDIRECT(\"Measures!\"&P$2&$B22),\"\"),\"\")","v":""},{"$f":"IF($B22<>\"\",IF(INDIRECT(\"Measures!\"&Q$2&$B22)<>\"\",INDIRECT(\"Measures!\"&Q$2&$B22),\"\"),\"\")","v":""},{"$f":"IF($B22<>\"\",IF(INDIRECT(\"Measures!\"&R$2&$B22)<>\"\",INDIRECT(\"Measures!\"&R$2&$B22),\"\"),\"\")","v":""},{"$f":"IF($B22<>\"\",IF(INDIRECT(\"Measures!\"&S$2&$B22)<>\"\",INDIRECT(\"Measures!\"&S$2&$B22),\"\"),\"\")","v":""},{"$f":"IF($B22<>\"\",IF(INDIRECT(\"Measures!\"&T$2&$B22)<>\"\",INDIRECT(\"Measures!\"&T$2&$B22),\"\"),\"\")","v":""},{"$f":"IF($B22<>\"\",IF(INDIRECT(\"Measures!\"&U$2&$B22)<>\"\",INDIRECT(\"Measures!\"&U$2&$B22),\"\"),\"\")","v":""},{"$f":"IF($B22<>\"\",IF(INDIRECT(\"Measures!\"&V$2&$B22)<>\"\",INDIRECT(\"Measures!\"&V$2&$B22),\"\"),\"\")","v":""},{"$f":"IF($B22<>\"\",IF(INDIRECT(\"Measures!\"&W$2&$B22)<>\"\",INDIRECT(\"Measures!\"&W$2&$B22),\"\"),\"\")","v":""},{"$f":"IF($B22<>\"\",IF(INDIRECT(\"Measures!\"&X$2&$B22)<>\"\",INDIRECT(\"Measures!\"&X$2&$B22),\"\"),\"\")","v":""},{"$f":"IF($B22<>\"\",IF(INDIRECT(\"Measures!\"&Y$2&$B22)<>\"\",INDIRECT(\"Measures!\"&Y$2&$B22),\"\"),\"\")","v":""},{"$f":"IF($B22<>\"\",IF(INDIRECT(\"Measures!\"&Z$2&$B22)<>\"\",INDIRECT(\"Measures!\"&Z$2&$B22),\"\"),\"\")","v":""},{"$f":"IF($B22<>\"\",IF(INDIRECT(\"Measures!\"&AA$2&$B22)<>\"\",INDIRECT(\"Measures!\"&AA$2&$B22),\"\"),\"\")","v":""},{"$f":"IF($B22<>\"\",IF(INDIRECT(\"Measures!\"&AB$2&$B22)<>\"\",INDIRECT(\"Measures!\"&AB$2&$B22),\"\"),\"\")","v":""},{"$f":"IF($B22<>\"\",IF(INDIRECT(\"Measures!\"&AC$2&$B22)<>\"\",INDIRECT(\"Measures!\"&AC$2&$B22),\"\"),\"\")","v":""},{"$f":"IF($B22<>\"\",IF(INDIRECT(\"Measures!\"&AD$2&$B22)<>\"\",INDIRECT(\"Measures!\"&AD$2&$B22),\"\"),\"\")","v":""},{"$f":"IF($B22<>\"\",IF(INDIRECT(\"Measures!\"&AE$2&$B22)<>\"\",INDIRECT(\"Measures!\"&AE$2&$B22),\"\"),\"\")","v":""},{"$f":"IF($B22<>\"\",IF(INDIRECT(\"Measures!\"&AF$2&$B22)<>\"\",INDIRECT(\"Measures!\"&AF$2&$B22),\"\"),\"\")","v":""},{"$f":"IF($B22<>\"\",IF(INDIRECT(\"Measures!\"&AG$2&$B22)<>\"\",INDIRECT(\"Measures!\"&AG$2&$B22),\"\"),\"\")","v":""},{"$f":"IF($B22<>\"\",IF(INDIRECT(\"Measures!\"&AH$2&$B22)<>\"\",INDIRECT(\"Measures!\"&AH$2&$B22),\"\"),\"\")","v":""},{"$f":"INDEX('Measure Descriptions'!$A$10:$A$46,MATCH(Map_Elec_Fin[[#This Row],[Measure]],'Measure Descriptions'!$B$10:$B$46,0))","v":""},{"$f":"IF($B22<>\"\",IF(VLOOKUP(Map_Elec_Fin[[#This Row],[Measure]],'Measure Descriptions'!$B$10:$H$46,AJ$2,FALSE)<>\"\",VLOOKUP(Map_Elec_Fin[[#This Row],[Measure]],'Measure Descriptions'!$B$10:$H$46,AJ$2,FALSE),\"\"),\"\")","v":""},{"$f":"IF($B22<>\"\",IF(VLOOKUP(Map_Elec_Fin[[#This Row],[Measure]],'Measure Descriptions'!$B$10:$H$46,AK$2,FALSE)<>\"\",VLOOKUP(Map_Elec_Fin[[#This Row],[Measure]],'Measure Descriptions'!$B$10:$H$46,AK$2,FALSE),\"\"),\"\")","v":""},{"$f":"IF($B22<>\"\",IF(VLOOKUP(Map_Elec_Fin[[#This Row],[Measure]],'Measure Descriptions'!$B$10:$H$46,AL$2,FALSE)<>\"\",VLOOKUP(Map_Elec_Fin[[#This Row],[Measure]],'Measure Descriptions'!$B$10:$H$46,AL$2,FALSE),\"\"),\"\")","v":""},{"$f":"IF($B22<>\"\",IF(VLOOKUP(Map_Elec_Fin[[#This Row],[Measure]],'Measure Descriptions'!$B$10:$H$46,AM$2,FALSE)<>\"\",VLOOKUP(Map_Elec_Fin[[#This Row],[Measure]],'Measure Descriptions'!$B$10:$H$46,AM$2,FALSE),\"\"),\"\")","v":""},{"$f":"IF($B22<>\"\",IF(VLOOKUP(Map_Elec_Fin[[#This Row],[Measure]],'Measure Descriptions'!$B$10:$H$46,AN$2,FALSE)<>\"\",VLOOKUP(Map_Elec_Fin[[#This Row],[Measure]],'Measure Descriptions'!$B$10:$H$46,AN$2,FALSE),\"\"),\"\")","v":""},{"$f":"IF($B22<>\"\",IF(VLOOKUP(Map_Elec_Fin[[#This Row],[Measure]],'Measure Descriptions'!$B$10:$H$46,AO$2,FALSE)<>\"\",VLOOKUP(Map_Elec_Fin[[#This Row],[Measure]],'Measure Descriptions'!$B$10:$H$46,AO$2,FALSE),\"\"),\"\")","v":""},{"$f":"IF($B22<>\"\",IF(INDIRECT(\"Measures!\"&AP$2&$B22)<>\"\",INDIRECT(\"Measures!\"&AP$2&$B22),\"\"),\"\")","v":""},null,null,null,null,null,null,null,null,null,null,null,"","",{"$f":"IF($BA22<>\"\",IF(INDIRECT(\"Measures!\"&BD$2&$BA22)<>\"\",INDIRECT(\"Measures!\"&BD$2&$BA22),\"\"),\"\")","v":""},{"$f":"IF($BA22<>\"\",IF(INDIRECT(\"Measures!\"&BE$2&$BA22)<>\"\",INDIRECT(\"Measures!\"&BE$2&$BA22),\"\"),\"\")","v":""},{"$f":"IF($BA22<>\"\",IF(INDIRECT(\"Measures!\"&BF$2&$BA22)<>\"\",INDIRECT(\"Measures!\"&BF$2&$BA22),\"\"),\"\")","v":""},{"$f":"IF($BA22<>\"\",IF(INDIRECT(\"Measures!\"&BG$2&$BA22)<>\"\",INDIRECT(\"Measures!\"&BG$2&$BA22),\"\"),\"\")","v":""},{"$f":"IF($BA22<>\"\",IF(INDIRECT(\"Measures!\"&BH$2&$BA22)<>\"\",INDIRECT(\"Measures!\"&BH$2&$BA22),\"\"),\"\")","v":""},{"$f":"IF($BA22<>\"\",IF(INDIRECT(\"Measures!\"&BI$2&$BA22)<>\"\",INDIRECT(\"Measures!\"&BI$2&$BA22),\"\"),\"\")","v":""},{"$f":"IF($BA22<>\"\",IF(INDIRECT(\"Measures!\"&BJ$2&$BA22)<>\"\",INDIRECT(\"Measures!\"&BJ$2&$BA22),\"\"),\"\")","v":""},{"$f":"IF($BA22<>\"\",IF(INDIRECT(\"Measures!\"&BK$2&$BA22)<>\"\",INDIRECT(\"Measures!\"&BK$2&$BA22),\"\"),\"\")","v":""},{"$f":"IF($BA22<>\"\",IF(INDIRECT(\"Measures!\"&BL$2&$BA22)<>\"\",INDIRECT(\"Measures!\"&BL$2&$BA22),\"\"),\"\")","v":""},{"$f":"IF($BA22<>\"\",IF(INDIRECT(\"Measures!\"&BM$2&$BA22)<>\"\",INDIRECT(\"Measures!\"&BM$2&$BA22),\"\"),\"\")","v":""},{"$f":"IF($BA22<>\"\",IF(INDIRECT(\"Measures!\"&BN$2&$BA22)<>\"\",INDIRECT(\"Measures!\"&BN$2&$BA22),\"\"),\"\")","v":""},{"$f":"IF($BA22<>\"\",IF(INDIRECT(\"Measures!\"&BO$2&$BA22)<>\"\",INDIRECT(\"Measures!\"&BO$2&$BA22),\"\"),\"\")","v":""},{"$f":"IF($BA22<>\"\",IF(INDIRECT(\"Measures!\"&BP$2&$BA22)<>\"\",INDIRECT(\"Measures!\"&BP$2&$BA22),\"\"),\"\")","v":""},{"$f":"IF($BA22<>\"\",IF(INDIRECT(\"Measures!\"&BQ$2&$BA22)<>\"\",INDIRECT(\"Measures!\"&BQ$2&$BA22),\"\"),\"\")","v":""},{"$f":"IF($BA22<>\"\",IF(INDIRECT(\"Measures!\"&BR$2&$BA22)<>\"\",INDIRECT(\"Measures!\"&BR$2&$BA22),\"\"),\"\")","v":""},{"$f":"IF($BA22<>\"\",IF(INDIRECT(\"Measures!\"&BS$2&$BA22)<>\"\",INDIRECT(\"Measures!\"&BS$2&$BA22),\"\"),\"\")","v":""},{"$f":"IF($BA22<>\"\",IF(INDIRECT(\"Measures!\"&BT$2&$BA22)<>\"\",INDIRECT(\"Measures!\"&BT$2&$BA22),\"\"),\"\")","v":""},{"$f":"IF($BA22<>\"\",IF(INDIRECT(\"Measures!\"&BU$2&$BA22)<>\"\",INDIRECT(\"Measures!\"&BU$2&$BA22),\"\"),\"\")","v":""},{"$f":"IF($BA22<>\"\",IF(INDIRECT(\"Measures!\"&BV$2&$BA22)<>\"\",INDIRECT(\"Measures!\"&BV$2&$BA22),\"\"),\"\")","v":""},{"$f":"IF($BA22<>\"\",IF(INDIRECT(\"Measures!\"&BW$2&$BA22)<>\"\",INDIRECT(\"Measures!\"&BW$2&$BA22),\"\"),\"\")","v":""},{"$f":"IF($BA22<>\"\",IF(INDIRECT(\"Measures!\"&BX$2&$BA22)<>\"\",INDIRECT(\"Measures!\"&BX$2&$BA22),\"\"),\"\")","v":""},{"$f":"IF($BA22<>\"\",IF(INDIRECT(\"Measures!\"&BY$2&$BA22)<>\"\",INDIRECT(\"Measures!\"&BY$2&$BA22),\"\"),\"\")","v":""},{"$f":"IF($BA22<>\"\",IF(INDIRECT(\"Measures!\"&BZ$2&$BA22)<>\"\",INDIRECT(\"Measures!\"&BZ$2&$BA22),\"\"),\"\")","v":""},{"$f":"IF($BA22<>\"\",IF(INDIRECT(\"Measures!\"&CA$2&$BA22)<>\"\",INDIRECT(\"Measures!\"&CA$2&$BA22),\"\"),\"\")","v":""},{"$f":"IF($BA22<>\"\",IF(INDIRECT(\"Measures!\"&CB$2&$BA22)<>\"\",INDIRECT(\"Measures!\"&CB$2&$BA22),\"\"),\"\")","v":""},{"$f":"IF($BA22<>\"\",IF(INDIRECT(\"Measures!\"&CC$2&$BA22)<>\"\",INDIRECT(\"Measures!\"&CC$2&$BA22),\"\"),\"\")","v":""},{"$f":"IF($BA22<>\"\",IF(INDIRECT(\"Measures!\"&CD$2&$BA22)<>\"\",INDIRECT(\"Measures!\"&CD$2&$BA22),\"\"),\"\")","v":""},{"$f":"IF($BA22<>\"\",IF(INDIRECT(\"Measures!\"&CE$2&$BA22)<>\"\",INDIRECT(\"Measures!\"&CE$2&$BA22),\"\"),\"\")","v":""},{"$f":"IF($BA22<>\"\",IF(INDIRECT(\"Measures!\"&CF$2&$BA22)<>\"\",INDIRECT(\"Measures!\"&CF$2&$BA22),\"\"),\"\")","v":""},{"$f":"IF($BA22<>\"\",IF(INDIRECT(\"Measures!\"&CG$2&$BA22)<>\"\",INDIRECT(\"Measures!\"&CG$2&$BA22),\"\"),\"\")","v":""},{"$f":"INDEX('Measure Descriptions'!$A$10:$A$46,MATCH(Map_Gas_Fin[[#This Row],[Measure]],'Measure Descriptions'!$B$10:$B$46,0))","v":""},{"$f":"IF($BA22<>\"\",IF(VLOOKUP(Map_Gas_Fin[[#This Row],[Measure]],'Measure Descriptions'!$B$10:$H$46,CI$2,FALSE)<>\"\",VLOOKUP(Map_Gas_Fin[[#This Row],[Measure]],'Measure Descriptions'!$B$10:$H$46,CI$2,FALSE),\"\"),\"\")","v":""},{"$f":"IF($BA22<>\"\",IF(VLOOKUP(Map_Gas_Fin[[#This Row],[Measure]],'Measure Descriptions'!$B$10:$H$46,CJ$2,FALSE)<>\"\",VLOOKUP(Map_Gas_Fin[[#This Row],[Measure]],'Measure Descriptions'!$B$10:$H$46,CJ$2,FALSE),\"\"),\"\")","v":""},{"$f":"IF($BA22<>\"\",IF(VLOOKUP(Map_Gas_Fin[[#This Row],[Measure]],'Measure Descriptions'!$B$10:$H$46,CK$2,FALSE)<>\"\",VLOOKUP(Map_Gas_Fin[[#This Row],[Measure]],'Measure Descriptions'!$B$10:$H$46,CK$2,FALSE),\"\"),\"\")","v":""},{"$f":"IF($BA22<>\"\",IF(VLOOKUP(Map_Gas_Fin[[#This Row],[Measure]],'Measure Descriptions'!$B$10:$H$46,CL$2,FALSE)<>\"\",VLOOKUP(Map_Gas_Fin[[#This Row],[Measure]],'Measure Descriptions'!$B$10:$H$46,CL$2,FALSE),\"\"),\"\")","v":""},{"$f":"IF($BA22<>\"\",IF(VLOOKUP(Map_Gas_Fin[[#This Row],[Measure]],'Measure Descriptions'!$B$10:$H$46,CM$2,FALSE)<>\"\",VLOOKUP(Map_Gas_Fin[[#This Row],[Measure]],'Measure Descriptions'!$B$10:$H$46,CM$2,FALSE),\"\"),\"\")","v":""},{"$f":"IF($BA22<>\"\",IF(VLOOKUP(Map_Gas_Fin[[#This Row],[Measure]],'Measure Descriptions'!$B$10:$H$46,CN$2,FALSE)<>\"\",VLOOKUP(Map_Gas_Fin[[#This Row],[Measure]],'Measure Descriptions'!$B$10:$H$46,CN$2,FALSE),\"\"),\"\")","v":""},{"$f":"IF($BA22<>\"\",IF(INDIRECT(\"Measures!\"&CO$2&$BA22)<>\"\",INDIRECT(\"Measures!\"&CO$2&$BA22),\"\"),\"\")","v":""}]
[null,null,"","",{"$f":"IF($B23<>\"\",IF(INDIRECT(\"Measures!\"&E$2&$B23)<>\"\",INDIRECT(\"Measures!\"&E$2&$B23),\"\"),\"\")","v":""},{"$f":"IF($B23<>\"\",IF(INDIRECT(\"Measures!\"&F$2&$B23)<>\"\",INDIRECT(\"Measures!\"&F$2&$B23),\"\"),\"\")","v":""},{"$f":"IF($B23<>\"\",IF(INDIRECT(\"Measures!\"&G$2&$B23)<>\"\",INDIRECT(\"Measures!\"&G$2&$B23),\"\"),\"\")","v":""},{"$f":"IF($B23<>\"\",IF(INDIRECT(\"Measures!\"&H$2&$B23)<>\"\",INDIRECT(\"Measures!\"&H$2&$B23),\"\"),\"\")","v":""},{"$f":"IF($B23<>\"\",IF(INDIRECT(\"Measures!\"&I$2&$B23)<>\"\",INDIRECT(\"Measures!\"&I$2&$B23),\"\"),\"\")","v":""},{"$f":"IF($B23<>\"\",IF(INDIRECT(\"Measures!\"&J$2&$B23)<>\"\",INDIRECT(\"Measures!\"&J$2&$B23),\"\"),\"\")","v":""},{"$f":"IF($B23<>\"\",IF(INDIRECT(\"Measures!\"&K$2&$B23)<>\"\",INDIRECT(\"Measures!\"&K$2&$B23),\"\"),\"\")","v":""},{"$f":"IF($B23<>\"\",IF(INDIRECT(\"Measures!\"&L$2&$B23)<>\"\",INDIRECT(\"Measures!\"&L$2&$B23),\"\"),\"\")","v":""},{"$f":"IF($B23<>\"\",IF(INDIRECT(\"Measures!\"&M$2&$B23)<>\"\",INDIRECT(\"Measures!\"&M$2&$B23),\"\"),\"\")","v":""},{"$f":"IF($B23<>\"\",IF(INDIRECT(\"Measures!\"&N$2&$B23)<>\"\",INDIRECT(\"Measures!\"&N$2&$B23),\"\"),\"\")","v":""},{"$f":"IF($B23<>\"\",IF(INDIRECT(\"Measures!\"&O$2&$B23)<>\"\",INDIRECT(\"Measures!\"&O$2&$B23),\"\"),\"\")","v":""},{"$f":"IF($B23<>\"\",IF(INDIRECT(\"Measures!\"&P$2&$B23)<>\"\",INDIRECT(\"Measures!\"&P$2&$B23),\"\"),\"\")","v":""},{"$f":"IF($B23<>\"\",IF(INDIRECT(\"Measures!\"&Q$2&$B23)<>\"\",INDIRECT(\"Measures!\"&Q$2&$B23),\"\"),\"\")","v":""},{"$f":"IF($B23<>\"\",IF(INDIRECT(\"Measures!\"&R$2&$B23)<>\"\",INDIRECT(\"Measures!\"&R$2&$B23),\"\"),\"\")","v":""},{"$f":"IF($B23<>\"\",IF(INDIRECT(\"Measures!\"&S$2&$B23)<>\"\",INDIRECT(\"Measures!\"&S$2&$B23),\"\"),\"\")","v":""},{"$f":"IF($B23<>\"\",IF(INDIRECT(\"Measures!\"&T$2&$B23)<>\"\",INDIRECT(\"Measures!\"&T$2&$B23),\"\"),\"\")","v":""},{"$f":"IF($B23<>\"\",IF(INDIRECT(\"Measures!\"&U$2&$B23)<>\"\",INDIRECT(\"Measures!\"&U$2&$B23),\"\"),\"\")","v":""},{"$f":"IF($B23<>\"\",IF(INDIRECT(\"Measures!\"&V$2&$B23)<>\"\",INDIRECT(\"Measures!\"&V$2&$B23),\"\"),\"\")","v":""},{"$f":"IF($B23<>\"\",IF(INDIRECT(\"Measures!\"&W$2&$B23)<>\"\",INDIRECT(\"Measures!\"&W$2&$B23),\"\"),\"\")","v":""},{"$f":"IF($B23<>\"\",IF(INDIRECT(\"Measures!\"&X$2&$B23)<>\"\",INDIRECT(\"Measures!\"&X$2&$B23),\"\"),\"\")","v":""},{"$f":"IF($B23<>\"\",IF(INDIRECT(\"Measures!\"&Y$2&$B23)<>\"\",INDIRECT(\"Measures!\"&Y$2&$B23),\"\"),\"\")","v":""},{"$f":"IF($B23<>\"\",IF(INDIRECT(\"Measures!\"&Z$2&$B23)<>\"\",INDIRECT(\"Measures!\"&Z$2&$B23),\"\"),\"\")","v":""},{"$f":"IF($B23<>\"\",IF(INDIRECT(\"Measures!\"&AA$2&$B23)<>\"\",INDIRECT(\"Measures!\"&AA$2&$B23),\"\"),\"\")","v":""},{"$f":"IF($B23<>\"\",IF(INDIRECT(\"Measures!\"&AB$2&$B23)<>\"\",INDIRECT(\"Measures!\"&AB$2&$B23),\"\"),\"\")","v":""},{"$f":"IF($B23<>\"\",IF(INDIRECT(\"Measures!\"&AC$2&$B23)<>\"\",INDIRECT(\"Measures!\"&AC$2&$B23),\"\"),\"\")","v":""},{"$f":"IF($B23<>\"\",IF(INDIRECT(\"Measures!\"&AD$2&$B23)<>\"\",INDIRECT(\"Measures!\"&AD$2&$B23),\"\"),\"\")","v":""},{"$f":"IF($B23<>\"\",IF(INDIRECT(\"Measures!\"&AE$2&$B23)<>\"\",INDIRECT(\"Measures!\"&AE$2&$B23),\"\"),\"\")","v":""},{"$f":"IF($B23<>\"\",IF(INDIRECT(\"Measures!\"&AF$2&$B23)<>\"\",INDIRECT(\"Measures!\"&AF$2&$B23),\"\"),\"\")","v":""},{"$f":"IF($B23<>\"\",IF(INDIRECT(\"Measures!\"&AG$2&$B23)<>\"\",INDIRECT(\"Measures!\"&AG$2&$B23),\"\"),\"\")","v":""},{"$f":"IF($B23<>\"\",IF(INDIRECT(\"Measures!\"&AH$2&$B23)<>\"\",INDIRECT(\"Measures!\"&AH$2&$B23),\"\"),\"\")","v":""},{"$f":"INDEX('Measure Descriptions'!$A$10:$A$46,MATCH(Map_Elec_Fin[[#This Row],[Measure]],'Measure Descriptions'!$B$10:$B$46,0))","v":""},{"$f":"IF($B23<>\"\",IF(VLOOKUP(Map_Elec_Fin[[#This Row],[Measure]],'Measure Descriptions'!$B$10:$H$46,AJ$2,FALSE)<>\"\",VLOOKUP(Map_Elec_Fin[[#This Row],[Measure]],'Measure Descriptions'!$B$10:$H$46,AJ$2,FALSE),\"\"),\"\")","v":""},{"$f":"IF($B23<>\"\",IF(VLOOKUP(Map_Elec_Fin[[#This Row],[Measure]],'Measure Descriptions'!$B$10:$H$46,AK$2,FALSE)<>\"\",VLOOKUP(Map_Elec_Fin[[#This Row],[Measure]],'Measure Descriptions'!$B$10:$H$46,AK$2,FALSE),\"\"),\"\")","v":""},{"$f":"IF($B23<>\"\",IF(VLOOKUP(Map_Elec_Fin[[#This Row],[Measure]],'Measure Descriptions'!$B$10:$H$46,AL$2,FALSE)<>\"\",VLOOKUP(Map_Elec_Fin[[#This Row],[Measure]],'Measure Descriptions'!$B$10:$H$46,AL$2,FALSE),\"\"),\"\")","v":""},{"$f":"IF($B23<>\"\",IF(VLOOKUP(Map_Elec_Fin[[#This Row],[Measure]],'Measure Descriptions'!$B$10:$H$46,AM$2,FALSE)<>\"\",VLOOKUP(Map_Elec_Fin[[#This Row],[Measure]],'Measure Descriptions'!$B$10:$H$46,AM$2,FALSE),\"\"),\"\")","v":""},{"$f":"IF($B23<>\"\",IF(VLOOKUP(Map_Elec_Fin[[#This Row],[Measure]],'Measure Descriptions'!$B$10:$H$46,AN$2,FALSE)<>\"\",VLOOKUP(Map_Elec_Fin[[#This Row],[Measure]],'Measure Descriptions'!$B$10:$H$46,AN$2,FALSE),\"\"),\"\")","v":""},{"$f":"IF($B23<>\"\",IF(VLOOKUP(Map_Elec_Fin[[#This Row],[Measure]],'Measure Descriptions'!$B$10:$H$46,AO$2,FALSE)<>\"\",VLOOKUP(Map_Elec_Fin[[#This Row],[Measure]],'Measure Descriptions'!$B$10:$H$46,AO$2,FALSE),\"\"),\"\")","v":""},{"$f":"IF($B23<>\"\",IF(INDIRECT(\"Measures!\"&AP$2&$B23)<>\"\",INDIRECT(\"Measures!\"&AP$2&$B23),\"\"),\"\")","v":""},null,null,null,null,null,null,null,null,null,null,null,"","",{"$f":"IF($BA23<>\"\",IF(INDIRECT(\"Measures!\"&BD$2&$BA23)<>\"\",INDIRECT(\"Measures!\"&BD$2&$BA23),\"\"),\"\")","v":""},{"$f":"IF($BA23<>\"\",IF(INDIRECT(\"Measures!\"&BE$2&$BA23)<>\"\",INDIRECT(\"Measures!\"&BE$2&$BA23),\"\"),\"\")","v":""},{"$f":"IF($BA23<>\"\",IF(INDIRECT(\"Measures!\"&BF$2&$BA23)<>\"\",INDIRECT(\"Measures!\"&BF$2&$BA23),\"\"),\"\")","v":""},{"$f":"IF($BA23<>\"\",IF(INDIRECT(\"Measures!\"&BG$2&$BA23)<>\"\",INDIRECT(\"Measures!\"&BG$2&$BA23),\"\"),\"\")","v":""},{"$f":"IF($BA23<>\"\",IF(INDIRECT(\"Measures!\"&BH$2&$BA23)<>\"\",INDIRECT(\"Measures!\"&BH$2&$BA23),\"\"),\"\")","v":""},{"$f":"IF($BA23<>\"\",IF(INDIRECT(\"Measures!\"&BI$2&$BA23)<>\"\",INDIRECT(\"Measures!\"&BI$2&$BA23),\"\"),\"\")","v":""},{"$f":"IF($BA23<>\"\",IF(INDIRECT(\"Measures!\"&BJ$2&$BA23)<>\"\",INDIRECT(\"Measures!\"&BJ$2&$BA23),\"\"),\"\")","v":""},{"$f":"IF($BA23<>\"\",IF(INDIRECT(\"Measures!\"&BK$2&$BA23)<>\"\",INDIRECT(\"Measures!\"&BK$2&$BA23),\"\"),\"\")","v":""},{"$f":"IF($BA23<>\"\",IF(INDIRECT(\"Measures!\"&BL$2&$BA23)<>\"\",INDIRECT(\"Measures!\"&BL$2&$BA23),\"\"),\"\")","v":""},{"$f":"IF($BA23<>\"\",IF(INDIRECT(\"Measures!\"&BM$2&$BA23)<>\"\",INDIRECT(\"Measures!\"&BM$2&$BA23),\"\"),\"\")","v":""},{"$f":"IF($BA23<>\"\",IF(INDIRECT(\"Measures!\"&BN$2&$BA23)<>\"\",INDIRECT(\"Measures!\"&BN$2&$BA23),\"\"),\"\")","v":""},{"$f":"IF($BA23<>\"\",IF(INDIRECT(\"Measures!\"&BO$2&$BA23)<>\"\",INDIRECT(\"Measures!\"&BO$2&$BA23),\"\"),\"\")","v":""},{"$f":"IF($BA23<>\"\",IF(INDIRECT(\"Measures!\"&BP$2&$BA23)<>\"\",INDIRECT(\"Measures!\"&BP$2&$BA23),\"\"),\"\")","v":""},{"$f":"IF($BA23<>\"\",IF(INDIRECT(\"Measures!\"&BQ$2&$BA23)<>\"\",INDIRECT(\"Measures!\"&BQ$2&$BA23),\"\"),\"\")","v":""},{"$f":"IF($BA23<>\"\",IF(INDIRECT(\"Measures!\"&BR$2&$BA23)<>\"\",INDIRECT(\"Measures!\"&BR$2&$BA23),\"\"),\"\")","v":""},{"$f":"IF($BA23<>\"\",IF(INDIRECT(\"Measures!\"&BS$2&$BA23)<>\"\",INDIRECT(\"Measures!\"&BS$2&$BA23),\"\"),\"\")","v":""},{"$f":"IF($BA23<>\"\",IF(INDIRECT(\"Measures!\"&BT$2&$BA23)<>\"\",INDIRECT(\"Measures!\"&BT$2&$BA23),\"\"),\"\")","v":""},{"$f":"IF($BA23<>\"\",IF(INDIRECT(\"Measures!\"&BU$2&$BA23)<>\"\",INDIRECT(\"Measures!\"&BU$2&$BA23),\"\"),\"\")","v":""},{"$f":"IF($BA23<>\"\",IF(INDIRECT(\"Measures!\"&BV$2&$BA23)<>\"\",INDIRECT(\"Measures!\"&BV$2&$BA23),\"\"),\"\")","v":""},{"$f":"IF($BA23<>\"\",IF(INDIRECT(\"Measures!\"&BW$2&$BA23)<>\"\",INDIRECT(\"Measures!\"&BW$2&$BA23),\"\"),\"\")","v":""},{"$f":"IF($BA23<>\"\",IF(INDIRECT(\"Measures!\"&BX$2&$BA23)<>\"\",INDIRECT(\"Measures!\"&BX$2&$BA23),\"\"),\"\")","v":""},{"$f":"IF($BA23<>\"\",IF(INDIRECT(\"Measures!\"&BY$2&$BA23)<>\"\",INDIRECT(\"Measures!\"&BY$2&$BA23),\"\"),\"\")","v":""},{"$f":"IF($BA23<>\"\",IF(INDIRECT(\"Measures!\"&BZ$2&$BA23)<>\"\",INDIRECT(\"Measures!\"&BZ$2&$BA23),\"\"),\"\")","v":""},{"$f":"IF($BA23<>\"\",IF(INDIRECT(\"Measures!\"&CA$2&$BA23)<>\"\",INDIRECT(\"Measures!\"&CA$2&$BA23),\"\"),\"\")","v":""},{"$f":"IF($BA23<>\"\",IF(INDIRECT(\"Measures!\"&CB$2&$BA23)<>\"\",INDIRECT(\"Measures!\"&CB$2&$BA23),\"\"),\"\")","v":""},{"$f":"IF($BA23<>\"\",IF(INDIRECT(\"Measures!\"&CC$2&$BA23)<>\"\",INDIRECT(\"Measures!\"&CC$2&$BA23),\"\"),\"\")","v":""},{"$f":"IF($BA23<>\"\",IF(INDIRECT(\"Measures!\"&CD$2&$BA23)<>\"\",INDIRECT(\"Measures!\"&CD$2&$BA23),\"\"),\"\")","v":""},{"$f":"IF($BA23<>\"\",IF(INDIRECT(\"Measures!\"&CE$2&$BA23)<>\"\",INDIRECT(\"Measures!\"&CE$2&$BA23),\"\"),\"\")","v":""},{"$f":"IF($BA23<>\"\",IF(INDIRECT(\"Measures!\"&CF$2&$BA23)<>\"\",INDIRECT(\"Measures!\"&CF$2&$BA23),\"\"),\"\")","v":""},{"$f":"IF($BA23<>\"\",IF(INDIRECT(\"Measures!\"&CG$2&$BA23)<>\"\",INDIRECT(\"Measures!\"&CG$2&$BA23),\"\"),\"\")","v":""},{"$f":"INDEX('Measure Descriptions'!$A$10:$A$46,MATCH(Map_Gas_Fin[[#This Row],[Measure]],'Measure Descriptions'!$B$10:$B$46,0))","v":""},{"$f":"IF($BA23<>\"\",IF(VLOOKUP(Map_Gas_Fin[[#This Row],[Measure]],'Measure Descriptions'!$B$10:$H$46,CI$2,FALSE)<>\"\",VLOOKUP(Map_Gas_Fin[[#This Row],[Measure]],'Measure Descriptions'!$B$10:$H$46,CI$2,FALSE),\"\"),\"\")","v":""},{"$f":"IF($BA23<>\"\",IF(VLOOKUP(Map_Gas_Fin[[#This Row],[Measure]],'Measure Descriptions'!$B$10:$H$46,CJ$2,FALSE)<>\"\",VLOOKUP(Map_Gas_Fin[[#This Row],[Measure]],'Measure Descriptions'!$B$10:$H$46,CJ$2,FALSE),\"\"),\"\")","v":""},{"$f":"IF($BA23<>\"\",IF(VLOOKUP(Map_Gas_Fin[[#This Row],[Measure]],'Measure Descriptions'!$B$10:$H$46,CK$2,FALSE)<>\"\",VLOOKUP(Map_Gas_Fin[[#This Row],[Measure]],'Measure Descriptions'!$B$10:$H$46,CK$2,FALSE),\"\"),\"\")","v":""},{"$f":"IF($BA23<>\"\",IF(VLOOKUP(Map_Gas_Fin[[#This Row],[Measure]],'Measure Descriptions'!$B$10:$H$46,CL$2,FALSE)<>\"\",VLOOKUP(Map_Gas_Fin[[#This Row],[Measure]],'Measure Descriptions'!$B$10:$H$46,CL$2,FALSE),\"\"),\"\")","v":""},{"$f":"IF($BA23<>\"\",IF(VLOOKUP(Map_Gas_Fin[[#This Row],[Measure]],'Measure Descriptions'!$B$10:$H$46,CM$2,FALSE)<>\"\",VLOOKUP(Map_Gas_Fin[[#This Row],[Measure]],'Measure Descriptions'!$B$10:$H$46,CM$2,FALSE),\"\"),\"\")","v":""},{"$f":"IF($BA23<>\"\",IF(VLOOKUP(Map_Gas_Fin[[#This Row],[Measure]],'Measure Descriptions'!$B$10:$H$46,CN$2,FALSE)<>\"\",VLOOKUP(Map_Gas_Fin[[#This Row],[Measure]],'Measure Descriptions'!$B$10:$H$46,CN$2,FALSE),\"\"),\"\")","v":""},{"$f":"IF($BA23<>\"\",IF(INDIRECT(\"Measures!\"&CO$2&$BA23)<>\"\",INDIRECT(\"Measures!\"&CO$2&$BA23),\"\"),\"\")","v":""}]
[null,null,"","",{"$f":"IF($B24<>\"\",IF(INDIRECT(\"Measures!\"&E$2&$B24)<>\"\",INDIRECT(\"Measures!\"&E$2&$B24),\"\"),\"\")","v":""},{"$f":"IF($B24<>\"\",IF(INDIRECT(\"Measures!\"&F$2&$B24)<>\"\",INDIRECT(\"Measures!\"&F$2&$B24),\"\"),\"\")","v":""},{"$f":"IF($B24<>\"\",IF(INDIRECT(\"Measures!\"&G$2&$B24)<>\"\",INDIRECT(\"Measures!\"&G$2&$B24),\"\"),\"\")","v":""},{"$f":"IF($B24<>\"\",IF(INDIRECT(\"Measures!\"&H$2&$B24)<>\"\",INDIRECT(\"Measures!\"&H$2&$B24),\"\"),\"\")","v":""},{"$f":"IF($B24<>\"\",IF(INDIRECT(\"Measures!\"&I$2&$B24)<>\"\",INDIRECT(\"Measures!\"&I$2&$B24),\"\"),\"\")","v":""},{"$f":"IF($B24<>\"\",IF(INDIRECT(\"Measures!\"&J$2&$B24)<>\"\",INDIRECT(\"Measures!\"&J$2&$B24),\"\"),\"\")","v":""},{"$f":"IF($B24<>\"\",IF(INDIRECT(\"Measures!\"&K$2&$B24)<>\"\",INDIRECT(\"Measures!\"&K$2&$B24),\"\"),\"\")","v":""},{"$f":"IF($B24<>\"\",IF(INDIRECT(\"Measures!\"&L$2&$B24)<>\"\",INDIRECT(\"Measures!\"&L$2&$B24),\"\"),\"\")","v":""},{"$f":"IF($B24<>\"\",IF(INDIRECT(\"Measures!\"&M$2&$B24)<>\"\",INDIRECT(\"Measures!\"&M$2&$B24),\"\"),\"\")","v":""},{"$f":"IF($B24<>\"\",IF(INDIRECT(\"Measures!\"&N$2&$B24)<>\"\",INDIRECT(\"Measures!\"&N$2&$B24),\"\"),\"\")","v":""},{"$f":"IF($B24<>\"\",IF(INDIRECT(\"Measures!\"&O$2&$B24)<>\"\",INDIRECT(\"Measures!\"&O$2&$B24),\"\"),\"\")","v":""},{"$f":"IF($B24<>\"\",IF(INDIRECT(\"Measures!\"&P$2&$B24)<>\"\",INDIRECT(\"Measures!\"&P$2&$B24),\"\"),\"\")","v":""},{"$f":"IF($B24<>\"\",IF(INDIRECT(\"Measures!\"&Q$2&$B24)<>\"\",INDIRECT(\"Measures!\"&Q$2&$B24),\"\"),\"\")","v":""},{"$f":"IF($B24<>\"\",IF(INDIRECT(\"Measures!\"&R$2&$B24)<>\"\",INDIRECT(\"Measures!\"&R$2&$B24),\"\"),\"\")","v":""},{"$f":"IF($B24<>\"\",IF(INDIRECT(\"Measures!\"&S$2&$B24)<>\"\",INDIRECT(\"Measures!\"&S$2&$B24),\"\"),\"\")","v":""},{"$f":"IF($B24<>\"\",IF(INDIRECT(\"Measures!\"&T$2&$B24)<>\"\",INDIRECT(\"Measures!\"&T$2&$B24),\"\"),\"\")","v":""},{"$f":"IF($B24<>\"\",IF(INDIRECT(\"Measures!\"&U$2&$B24)<>\"\",INDIRECT(\"Measures!\"&U$2&$B24),\"\"),\"\")","v":""},{"$f":"IF($B24<>\"\",IF(INDIRECT(\"Measures!\"&V$2&$B24)<>\"\",INDIRECT(\"Measures!\"&V$2&$B24),\"\"),\"\")","v":""},{"$f":"IF($B24<>\"\",IF(INDIRECT(\"Measures!\"&W$2&$B24)<>\"\",INDIRECT(\"Measures!\"&W$2&$B24),\"\"),\"\")","v":""},{"$f":"IF($B24<>\"\",IF(INDIRECT(\"Measures!\"&X$2&$B24)<>\"\",INDIRECT(\"Measures!\"&X$2&$B24),\"\"),\"\")","v":""},{"$f":"IF($B24<>\"\",IF(INDIRECT(\"Measures!\"&Y$2&$B24)<>\"\",INDIRECT(\"Measures!\"&Y$2&$B24),\"\"),\"\")","v":""},{"$f":"IF($B24<>\"\",IF(INDIRECT(\"Measures!\"&Z$2&$B24)<>\"\",INDIRECT(\"Measures!\"&Z$2&$B24),\"\"),\"\")","v":""},{"$f":"IF($B24<>\"\",IF(INDIRECT(\"Measures!\"&AA$2&$B24)<>\"\",INDIRECT(\"Measures!\"&AA$2&$B24),\"\"),\"\")","v":""},{"$f":"IF($B24<>\"\",IF(INDIRECT(\"Measures!\"&AB$2&$B24)<>\"\",INDIRECT(\"Measures!\"&AB$2&$B24),\"\"),\"\")","v":""},{"$f":"IF($B24<>\"\",IF(INDIRECT(\"Measures!\"&AC$2&$B24)<>\"\",INDIRECT(\"Measures!\"&AC$2&$B24),\"\"),\"\")","v":""},{"$f":"IF($B24<>\"\",IF(INDIRECT(\"Measures!\"&AD$2&$B24)<>\"\",INDIRECT(\"Measures!\"&AD$2&$B24),\"\"),\"\")","v":""},{"$f":"IF($B24<>\"\",IF(INDIRECT(\"Measures!\"&AE$2&$B24)<>\"\",INDIRECT(\"Measures!\"&AE$2&$B24),\"\"),\"\")","v":""},{"$f":"IF($B24<>\"\",IF(INDIRECT(\"Measures!\"&AF$2&$B24)<>\"\",INDIRECT(\"Measures!\"&AF$2&$B24),\"\"),\"\")","v":""},{"$f":"IF($B24<>\"\",IF(INDIRECT(\"Measures!\"&AG$2&$B24)<>\"\",INDIRECT(\"Measures!\"&AG$2&$B24),\"\"),\"\")","v":""},{"$f":"IF($B24<>\"\",IF(INDIRECT(\"Measures!\"&AH$2&$B24)<>\"\",INDIRECT(\"Measures!\"&AH$2&$B24),\"\"),\"\")","v":""},{"$f":"INDEX('Measure Descriptions'!$A$10:$A$46,MATCH(Map_Elec_Fin[[#This Row],[Measure]],'Measure Descriptions'!$B$10:$B$46,0))","v":""},{"$f":"IF($B24<>\"\",IF(VLOOKUP(Map_Elec_Fin[[#This Row],[Measure]],'Measure Descriptions'!$B$10:$H$46,AJ$2,FALSE)<>\"\",VLOOKUP(Map_Elec_Fin[[#This Row],[Measure]],'Measure Descriptions'!$B$10:$H$46,AJ$2,FALSE),\"\"),\"\")","v":""},{"$f":"IF($B24<>\"\",IF(VLOOKUP(Map_Elec_Fin[[#This Row],[Measure]],'Measure Descriptions'!$B$10:$H$46,AK$2,FALSE)<>\"\",VLOOKUP(Map_Elec_Fin[[#This Row],[Measure]],'Measure Descriptions'!$B$10:$H$46,AK$2,FALSE),\"\"),\"\")","v":""},{"$f":"IF($B24<>\"\",IF(VLOOKUP(Map_Elec_Fin[[#This Row],[Measure]],'Measure Descriptions'!$B$10:$H$46,AL$2,FALSE)<>\"\",VLOOKUP(Map_Elec_Fin[[#This Row],[Measure]],'Measure Descriptions'!$B$10:$H$46,AL$2,FALSE),\"\"),\"\")","v":""},{"$f":"IF($B24<>\"\",IF(VLOOKUP(Map_Elec_Fin[[#This Row],[Measure]],'Measure Descriptions'!$B$10:$H$46,AM$2,FALSE)<>\"\",VLOOKUP(Map_Elec_Fin[[#This Row],[Measure]],'Measure Descriptions'!$B$10:$H$46,AM$2,FALSE),\"\"),\"\")","v":""},{"$f":"IF($B24<>\"\",IF(VLOOKUP(Map_Elec_Fin[[#This Row],[Measure]],'Measure Descriptions'!$B$10:$H$46,AN$2,FALSE)<>\"\",VLOOKUP(Map_Elec_Fin[[#This Row],[Measure]],'Measure Descriptions'!$B$10:$H$46,AN$2,FALSE),\"\"),\"\")","v":""},{"$f":"IF($B24<>\"\",IF(VLOOKUP(Map_Elec_Fin[[#This Row],[Measure]],'Measure Descriptions'!$B$10:$H$46,AO$2,FALSE)<>\"\",VLOOKUP(Map_Elec_Fin[[#This Row],[Measure]],'Measure Descriptions'!$B$10:$H$46,AO$2,FALSE),\"\"),\"\")","v":""},{"$f":"IF($B24<>\"\",IF(INDIRECT(\"Measures!\"&AP$2&$B24)<>\"\",INDIRECT(\"Measures!\"&AP$2&$B24),\"\"),\"\")","v":""},null,null,null,null,null,null,null,null,null,null,null,"","",{"$f":"IF($BA24<>\"\",IF(INDIRECT(\"Measures!\"&BD$2&$BA24)<>\"\",INDIRECT(\"Measures!\"&BD$2&$BA24),\"\"),\"\")","v":""},{"$f":"IF($BA24<>\"\",IF(INDIRECT(\"Measures!\"&BE$2&$BA24)<>\"\",INDIRECT(\"Measures!\"&BE$2&$BA24),\"\"),\"\")","v":""},{"$f":"IF($BA24<>\"\",IF(INDIRECT(\"Measures!\"&BF$2&$BA24)<>\"\",INDIRECT(\"Measures!\"&BF$2&$BA24),\"\"),\"\")","v":""},{"$f":"IF($BA24<>\"\",IF(INDIRECT(\"Measures!\"&BG$2&$BA24)<>\"\",INDIRECT(\"Measures!\"&BG$2&$BA24),\"\"),\"\")","v":""},{"$f":"IF($BA24<>\"\",IF(INDIRECT(\"Measures!\"&BH$2&$BA24)<>\"\",INDIRECT(\"Measures!\"&BH$2&$BA24),\"\"),\"\")","v":""},{"$f":"IF($BA24<>\"\",IF(INDIRECT(\"Measures!\"&BI$2&$BA24)<>\"\",INDIRECT(\"Measures!\"&BI$2&$BA24),\"\"),\"\")","v":""},{"$f":"IF($BA24<>\"\",IF(INDIRECT(\"Measures!\"&BJ$2&$BA24)<>\"\",INDIRECT(\"Measures!\"&BJ$2&$BA24),\"\"),\"\")","v":""},{"$f":"IF($BA24<>\"\",IF(INDIRECT(\"Measures!\"&BK$2&$BA24)<>\"\",INDIRECT(\"Measures!\"&BK$2&$BA24),\"\"),\"\")","v":""},{"$f":"IF($BA24<>\"\",IF(INDIRECT(\"Measures!\"&BL$2&$BA24)<>\"\",INDIRECT(\"Measures!\"&BL$2&$BA24),\"\"),\"\")","v":""},{"$f":"IF($BA24<>\"\",IF(INDIRECT(\"Measures!\"&BM$2&$BA24)<>\"\",INDIRECT(\"Measures!\"&BM$2&$BA24),\"\"),\"\")","v":""},{"$f":"IF($BA24<>\"\",IF(INDIRECT(\"Measures!\"&BN$2&$BA24)<>\"\",INDIRECT(\"Measures!\"&BN$2&$BA24),\"\"),\"\")","v":""},{"$f":"IF($BA24<>\"\",IF(INDIRECT(\"Measures!\"&BO$2&$BA24)<>\"\",INDIRECT(\"Measures!\"&BO$2&$BA24),\"\"),\"\")","v":""},{"$f":"IF($BA24<>\"\",IF(INDIRECT(\"Measures!\"&BP$2&$BA24)<>\"\",INDIRECT(\"Measures!\"&BP$2&$BA24),\"\"),\"\")","v":""},{"$f":"IF($BA24<>\"\",IF(INDIRECT(\"Measures!\"&BQ$2&$BA24)<>\"\",INDIRECT(\"Measures!\"&BQ$2&$BA24),\"\"),\"\")","v":""},{"$f":"IF($BA24<>\"\",IF(INDIRECT(\"Measures!\"&BR$2&$BA24)<>\"\",INDIRECT(\"Measures!\"&BR$2&$BA24),\"\"),\"\")","v":""},{"$f":"IF($BA24<>\"\",IF(INDIRECT(\"Measures!\"&BS$2&$BA24)<>\"\",INDIRECT(\"Measures!\"&BS$2&$BA24),\"\"),\"\")","v":""},{"$f":"IF($BA24<>\"\",IF(INDIRECT(\"Measures!\"&BT$2&$BA24)<>\"\",INDIRECT(\"Measures!\"&BT$2&$BA24),\"\"),\"\")","v":""},{"$f":"IF($BA24<>\"\",IF(INDIRECT(\"Measures!\"&BU$2&$BA24)<>\"\",INDIRECT(\"Measures!\"&BU$2&$BA24),\"\"),\"\")","v":""},{"$f":"IF($BA24<>\"\",IF(INDIRECT(\"Measures!\"&BV$2&$BA24)<>\"\",INDIRECT(\"Measures!\"&BV$2&$BA24),\"\"),\"\")","v":""},{"$f":"IF($BA24<>\"\",IF(INDIRECT(\"Measures!\"&BW$2&$BA24)<>\"\",INDIRECT(\"Measures!\"&BW$2&$BA24),\"\"),\"\")","v":""},{"$f":"IF($BA24<>\"\",IF(INDIRECT(\"Measures!\"&BX$2&$BA24)<>\"\",INDIRECT(\"Measures!\"&BX$2&$BA24),\"\"),\"\")","v":""},{"$f":"IF($BA24<>\"\",IF(INDIRECT(\"Measures!\"&BY$2&$BA24)<>\"\",INDIRECT(\"Measures!\"&BY$2&$BA24),\"\"),\"\")","v":""},{"$f":"IF($BA24<>\"\",IF(INDIRECT(\"Measures!\"&BZ$2&$BA24)<>\"\",INDIRECT(\"Measures!\"&BZ$2&$BA24),\"\"),\"\")","v":""},{"$f":"IF($BA24<>\"\",IF(INDIRECT(\"Measures!\"&CA$2&$BA24)<>\"\",INDIRECT(\"Measures!\"&CA$2&$BA24),\"\"),\"\")","v":""},{"$f":"IF($BA24<>\"\",IF(INDIRECT(\"Measures!\"&CB$2&$BA24)<>\"\",INDIRECT(\"Measures!\"&CB$2&$BA24),\"\"),\"\")","v":""},{"$f":"IF($BA24<>\"\",IF(INDIRECT(\"Measures!\"&CC$2&$BA24)<>\"\",INDIRECT(\"Measures!\"&CC$2&$BA24),\"\"),\"\")","v":""},{"$f":"IF($BA24<>\"\",IF(INDIRECT(\"Measures!\"&CD$2&$BA24)<>\"\",INDIRECT(\"Measures!\"&CD$2&$BA24),\"\"),\"\")","v":""},{"$f":"IF($BA24<>\"\",IF(INDIRECT(\"Measures!\"&CE$2&$BA24)<>\"\",INDIRECT(\"Measures!\"&CE$2&$BA24),\"\"),\"\")","v":""},{"$f":"IF($BA24<>\"\",IF(INDIRECT(\"Measures!\"&CF$2&$BA24)<>\"\",INDIRECT(\"Measures!\"&CF$2&$BA24),\"\"),\"\")","v":""},{"$f":"IF($BA24<>\"\",IF(INDIRECT(\"Measures!\"&CG$2&$BA24)<>\"\",INDIRECT(\"Measures!\"&CG$2&$BA24),\"\"),\"\")","v":""},{"$f":"INDEX('Measure Descriptions'!$A$10:$A$46,MATCH(Map_Gas_Fin[[#This Row],[Measure]],'Measure Descriptions'!$B$10:$B$46,0))","v":""},{"$f":"IF($BA24<>\"\",IF(VLOOKUP(Map_Gas_Fin[[#This Row],[Measure]],'Measure Descriptions'!$B$10:$H$46,CI$2,FALSE)<>\"\",VLOOKUP(Map_Gas_Fin[[#This Row],[Measure]],'Measure Descriptions'!$B$10:$H$46,CI$2,FALSE),\"\"),\"\")","v":""},{"$f":"IF($BA24<>\"\",IF(VLOOKUP(Map_Gas_Fin[[#This Row],[Measure]],'Measure Descriptions'!$B$10:$H$46,CJ$2,FALSE)<>\"\",VLOOKUP(Map_Gas_Fin[[#This Row],[Measure]],'Measure Descriptions'!$B$10:$H$46,CJ$2,FALSE),\"\"),\"\")","v":""},{"$f":"IF($BA24<>\"\",IF(VLOOKUP(Map_Gas_Fin[[#This Row],[Measure]],'Measure Descriptions'!$B$10:$H$46,CK$2,FALSE)<>\"\",VLOOKUP(Map_Gas_Fin[[#This Row],[Measure]],'Measure Descriptions'!$B$10:$H$46,CK$2,FALSE),\"\"),\"\")","v":""},{"$f":"IF($BA24<>\"\",IF(VLOOKUP(Map_Gas_Fin[[#This Row],[Measure]],'Measure Descriptions'!$B$10:$H$46,CL$2,FALSE)<>\"\",VLOOKUP(Map_Gas_Fin[[#This Row],[Measure]],'Measure Descriptions'!$B$10:$H$46,CL$2,FALSE),\"\"),\"\")","v":""},{"$f":"IF($BA24<>\"\",IF(VLOOKUP(Map_Gas_Fin[[#This Row],[Measure]],'Measure Descriptions'!$B$10:$H$46,CM$2,FALSE)<>\"\",VLOOKUP(Map_Gas_Fin[[#This Row],[Measure]],'Measure Descriptions'!$B$10:$H$46,CM$2,FALSE),\"\"),\"\")","v":""},{"$f":"IF($BA24<>\"\",IF(VLOOKUP(Map_Gas_Fin[[#This Row],[Measure]],'Measure Descriptions'!$B$10:$H$46,CN$2,FALSE)<>\"\",VLOOKUP(Map_Gas_Fin[[#This Row],[Measure]],'Measure Descriptions'!$B$10:$H$46,CN$2,FALSE),\"\"),\"\")","v":""},{"$f":"IF($BA24<>\"\",IF(INDIRECT(\"Measures!\"&CO$2&$BA24)<>\"\",INDIRECT(\"Measures!\"&CO$2&$BA24),\"\"),\"\")","v":""}]
[null,null,"","",{"$f":"IF($B25<>\"\",IF(INDIRECT(\"Measures!\"&E$2&$B25)<>\"\",INDIRECT(\"Measures!\"&E$2&$B25),\"\"),\"\")","v":""},{"$f":"IF($B25<>\"\",IF(INDIRECT(\"Measures!\"&F$2&$B25)<>\"\",INDIRECT(\"Measures!\"&F$2&$B25),\"\"),\"\")","v":""},{"$f":"IF($B25<>\"\",IF(INDIRECT(\"Measures!\"&G$2&$B25)<>\"\",INDIRECT(\"Measures!\"&G$2&$B25),\"\"),\"\")","v":""},{"$f":"IF($B25<>\"\",IF(INDIRECT(\"Measures!\"&H$2&$B25)<>\"\",INDIRECT(\"Measures!\"&H$2&$B25),\"\"),\"\")","v":""},{"$f":"IF($B25<>\"\",IF(INDIRECT(\"Measures!\"&I$2&$B25)<>\"\",INDIRECT(\"Measures!\"&I$2&$B25),\"\"),\"\")","v":""},{"$f":"IF($B25<>\"\",IF(INDIRECT(\"Measures!\"&J$2&$B25)<>\"\",INDIRECT(\"Measures!\"&J$2&$B25),\"\"),\"\")","v":""},{"$f":"IF($B25<>\"\",IF(INDIRECT(\"Measures!\"&K$2&$B25)<>\"\",INDIRECT(\"Measures!\"&K$2&$B25),\"\"),\"\")","v":""},{"$f":"IF($B25<>\"\",IF(INDIRECT(\"Measures!\"&L$2&$B25)<>\"\",INDIRECT(\"Measures!\"&L$2&$B25),\"\"),\"\")","v":""},{"$f":"IF($B25<>\"\",IF(INDIRECT(\"Measures!\"&M$2&$B25)<>\"\",INDIRECT(\"Measures!\"&M$2&$B25),\"\"),\"\")","v":""},{"$f":"IF($B25<>\"\",IF(INDIRECT(\"Measures!\"&N$2&$B25)<>\"\",INDIRECT(\"Measures!\"&N$2&$B25),\"\"),\"\")","v":""},{"$f":"IF($B25<>\"\",IF(INDIRECT(\"Measures!\"&O$2&$B25)<>\"\",INDIRECT(\"Measures!\"&O$2&$B25),\"\"),\"\")","v":""},{"$f":"IF($B25<>\"\",IF(INDIRECT(\"Measures!\"&P$2&$B25)<>\"\",INDIRECT(\"Measures!\"&P$2&$B25),\"\"),\"\")","v":""},{"$f":"IF($B25<>\"\",IF(INDIRECT(\"Measures!\"&Q$2&$B25)<>\"\",INDIRECT(\"Measures!\"&Q$2&$B25),\"\"),\"\")","v":""},{"$f":"IF($B25<>\"\",IF(INDIRECT(\"Measures!\"&R$2&$B25)<>\"\",INDIRECT(\"Measures!\"&R$2&$B25),\"\"),\"\")","v":""},{"$f":"IF($B25<>\"\",IF(INDIRECT(\"Measures!\"&S$2&$B25)<>\"\",INDIRECT(\"Measures!\"&S$2&$B25),\"\"),\"\")","v":""},{"$f":"IF($B25<>\"\",IF(INDIRECT(\"Measures!\"&T$2&$B25)<>\"\",INDIRECT(\"Measures!\"&T$2&$B25),\"\"),\"\")","v":""},{"$f":"IF($B25<>\"\",IF(INDIRECT(\"Measures!\"&U$2&$B25)<>\"\",INDIRECT(\"Measures!\"&U$2&$B25),\"\"),\"\")","v":""},{"$f":"IF($B25<>\"\",IF(INDIRECT(\"Measures!\"&V$2&$B25)<>\"\",INDIRECT(\"Measures!\"&V$2&$B25),\"\"),\"\")","v":""},{"$f":"IF($B25<>\"\",IF(INDIRECT(\"Measures!\"&W$2&$B25)<>\"\",INDIRECT(\"Measures!\"&W$2&$B25),\"\"),\"\")","v":""},{"$f":"IF($B25<>\"\",IF(INDIRECT(\"Measures!\"&X$2&$B25)<>\"\",INDIRECT(\"Measures!\"&X$2&$B25),\"\"),\"\")","v":""},{"$f":"IF($B25<>\"\",IF(INDIRECT(\"Measures!\"&Y$2&$B25)<>\"\",INDIRECT(\"Measures!\"&Y$2&$B25),\"\"),\"\")","v":""},{"$f":"IF($B25<>\"\",IF(INDIRECT(\"Measures!\"&Z$2&$B25)<>\"\",INDIRECT(\"Measures!\"&Z$2&$B25),\"\"),\"\")","v":""},{"$f":"IF($B25<>\"\",IF(INDIRECT(\"Measures!\"&AA$2&$B25)<>\"\",INDIRECT(\"Measures!\"&AA$2&$B25),\"\"),\"\")","v":""},{"$f":"IF($B25<>\"\",IF(INDIRECT(\"Measures!\"&AB$2&$B25)<>\"\",INDIRECT(\"Measures!\"&AB$2&$B25),\"\"),\"\")","v":""},{"$f":"IF($B25<>\"\",IF(INDIRECT(\"Measures!\"&AC$2&$B25)<>\"\",INDIRECT(\"Measures!\"&AC$2&$B25),\"\"),\"\")","v":""},{"$f":"IF($B25<>\"\",IF(INDIRECT(\"Measures!\"&AD$2&$B25)<>\"\",INDIRECT(\"Measures!\"&AD$2&$B25),\"\"),\"\")","v":""},{"$f":"IF($B25<>\"\",IF(INDIRECT(\"Measures!\"&AE$2&$B25)<>\"\",INDIRECT(\"Measures!\"&AE$2&$B25),\"\"),\"\")","v":""},{"$f":"IF($B25<>\"\",IF(INDIRECT(\"Measures!\"&AF$2&$B25)<>\"\",INDIRECT(\"Measures!\"&AF$2&$B25),\"\"),\"\")","v":""},{"$f":"IF($B25<>\"\",IF(INDIRECT(\"Measures!\"&AG$2&$B25)<>\"\",INDIRECT(\"Measures!\"&AG$2&$B25),\"\"),\"\")","v":""},{"$f":"IF($B25<>\"\",IF(INDIRECT(\"Measures!\"&AH$2&$B25)<>\"\",INDIRECT(\"Measures!\"&AH$2&$B25),\"\"),\"\")","v":""},{"$f":"INDEX('Measure Descriptions'!$A$10:$A$46,MATCH(Map_Elec_Fin[[#This Row],[Measure]],'Measure Descriptions'!$B$10:$B$46,0))","v":""},{"$f":"IF($B25<>\"\",IF(VLOOKUP(Map_Elec_Fin[[#This Row],[Measure]],'Measure Descriptions'!$B$10:$H$46,AJ$2,FALSE)<>\"\",VLOOKUP(Map_Elec_Fin[[#This Row],[Measure]],'Measure Descriptions'!$B$10:$H$46,AJ$2,FALSE),\"\"),\"\")","v":""},{"$f":"IF($B25<>\"\",IF(VLOOKUP(Map_Elec_Fin[[#This Row],[Measure]],'Measure Descriptions'!$B$10:$H$46,AK$2,FALSE)<>\"\",VLOOKUP(Map_Elec_Fin[[#This Row],[Measure]],'Measure Descriptions'!$B$10:$H$46,AK$2,FALSE),\"\"),\"\")","v":""},{"$f":"IF($B25<>\"\",IF(VLOOKUP(Map_Elec_Fin[[#This Row],[Measure]],'Measure Descriptions'!$B$10:$H$46,AL$2,FALSE)<>\"\",VLOOKUP(Map_Elec_Fin[[#This Row],[Measure]],'Measure Descriptions'!$B$10:$H$46,AL$2,FALSE),\"\"),\"\")","v":""},{"$f":"IF($B25<>\"\",IF(VLOOKUP(Map_Elec_Fin[[#This Row],[Measure]],'Measure Descriptions'!$B$10:$H$46,AM$2,FALSE)<>\"\",VLOOKUP(Map_Elec_Fin[[#This Row],[Measure]],'Measure Descriptions'!$B$10:$H$46,AM$2,FALSE),\"\"),\"\")","v":""},{"$f":"IF($B25<>\"\",IF(VLOOKUP(Map_Elec_Fin[[#This Row],[Measure]],'Measure Descriptions'!$B$10:$H$46,AN$2,FALSE)<>\"\",VLOOKUP(Map_Elec_Fin[[#This Row],[Measure]],'Measure Descriptions'!$B$10:$H$46,AN$2,FALSE),\"\"),\"\")","v":""},{"$f":"IF($B25<>\"\",IF(VLOOKUP(Map_Elec_Fin[[#This Row],[Measure]],'Measure Descriptions'!$B$10:$H$46,AO$2,FALSE)<>\"\",VLOOKUP(Map_Elec_Fin[[#This Row],[Measure]],'Measure Descriptions'!$B$10:$H$46,AO$2,FALSE),\"\"),\"\")","v":""},{"$f":"IF($B25<>\"\",IF(INDIRECT(\"Measures!\"&AP$2&$B25)<>\"\",INDIRECT(\"Measures!\"&AP$2&$B25),\"\"),\"\")","v":""},null,null,null,null,null,null,null,null,null,null,null,"","",{"$f":"IF($BA25<>\"\",IF(INDIRECT(\"Measures!\"&BD$2&$BA25)<>\"\",INDIRECT(\"Measures!\"&BD$2&$BA25),\"\"),\"\")","v":""},{"$f":"IF($BA25<>\"\",IF(INDIRECT(\"Measures!\"&BE$2&$BA25)<>\"\",INDIRECT(\"Measures!\"&BE$2&$BA25),\"\"),\"\")","v":""},{"$f":"IF($BA25<>\"\",IF(INDIRECT(\"Measures!\"&BF$2&$BA25)<>\"\",INDIRECT(\"Measures!\"&BF$2&$BA25),\"\"),\"\")","v":""},{"$f":"IF($BA25<>\"\",IF(INDIRECT(\"Measures!\"&BG$2&$BA25)<>\"\",INDIRECT(\"Measures!\"&BG$2&$BA25),\"\"),\"\")","v":""},{"$f":"IF($BA25<>\"\",IF(INDIRECT(\"Measures!\"&BH$2&$BA25)<>\"\",INDIRECT(\"Measures!\"&BH$2&$BA25),\"\"),\"\")","v":""},{"$f":"IF($BA25<>\"\",IF(INDIRECT(\"Measures!\"&BI$2&$BA25)<>\"\",INDIRECT(\"Measures!\"&BI$2&$BA25),\"\"),\"\")","v":""},{"$f":"IF($BA25<>\"\",IF(INDIRECT(\"Measures!\"&BJ$2&$BA25)<>\"\",INDIRECT(\"Measures!\"&BJ$2&$BA25),\"\"),\"\")","v":""},{"$f":"IF($BA25<>\"\",IF(INDIRECT(\"Measures!\"&BK$2&$BA25)<>\"\",INDIRECT(\"Measures!\"&BK$2&$BA25),\"\"),\"\")","v":""},{"$f":"IF($BA25<>\"\",IF(INDIRECT(\"Measures!\"&BL$2&$BA25)<>\"\",INDIRECT(\"Measures!\"&BL$2&$BA25),\"\"),\"\")","v":""},{"$f":"IF($BA25<>\"\",IF(INDIRECT(\"Measures!\"&BM$2&$BA25)<>\"\",INDIRECT(\"Measures!\"&BM$2&$BA25),\"\"),\"\")","v":""},{"$f":"IF($BA25<>\"\",IF(INDIRECT(\"Measures!\"&BN$2&$BA25)<>\"\",INDIRECT(\"Measures!\"&BN$2&$BA25),\"\"),\"\")","v":""},{"$f":"IF($BA25<>\"\",IF(INDIRECT(\"Measures!\"&BO$2&$BA25)<>\"\",INDIRECT(\"Measures!\"&BO$2&$BA25),\"\"),\"\")","v":""},{"$f":"IF($BA25<>\"\",IF(INDIRECT(\"Measures!\"&BP$2&$BA25)<>\"\",INDIRECT(\"Measures!\"&BP$2&$BA25),\"\"),\"\")","v":""},{"$f":"IF($BA25<>\"\",IF(INDIRECT(\"Measures!\"&BQ$2&$BA25)<>\"\",INDIRECT(\"Measures!\"&BQ$2&$BA25),\"\"),\"\")","v":""},{"$f":"IF($BA25<>\"\",IF(INDIRECT(\"Measures!\"&BR$2&$BA25)<>\"\",INDIRECT(\"Measures!\"&BR$2&$BA25),\"\"),\"\")","v":""},{"$f":"IF($BA25<>\"\",IF(INDIRECT(\"Measures!\"&BS$2&$BA25)<>\"\",INDIRECT(\"Measures!\"&BS$2&$BA25),\"\"),\"\")","v":""},{"$f":"IF($BA25<>\"\",IF(INDIRECT(\"Measures!\"&BT$2&$BA25)<>\"\",INDIRECT(\"Measures!\"&BT$2&$BA25),\"\"),\"\")","v":""},{"$f":"IF($BA25<>\"\",IF(INDIRECT(\"Measures!\"&BU$2&$BA25)<>\"\",INDIRECT(\"Measures!\"&BU$2&$BA25),\"\"),\"\")","v":""},{"$f":"IF($BA25<>\"\",IF(INDIRECT(\"Measures!\"&BV$2&$BA25)<>\"\",INDIRECT(\"Measures!\"&BV$2&$BA25),\"\"),\"\")","v":""},{"$f":"IF($BA25<>\"\",IF(INDIRECT(\"Measures!\"&BW$2&$BA25)<>\"\",INDIRECT(\"Measures!\"&BW$2&$BA25),\"\"),\"\")","v":""},{"$f":"IF($BA25<>\"\",IF(INDIRECT(\"Measures!\"&BX$2&$BA25)<>\"\",INDIRECT(\"Measures!\"&BX$2&$BA25),\"\"),\"\")","v":""},{"$f":"IF($BA25<>\"\",IF(INDIRECT(\"Measures!\"&BY$2&$BA25)<>\"\",INDIRECT(\"Measures!\"&BY$2&$BA25),\"\"),\"\")","v":""},{"$f":"IF($BA25<>\"\",IF(INDIRECT(\"Measures!\"&BZ$2&$BA25)<>\"\",INDIRECT(\"Measures!\"&BZ$2&$BA25),\"\"),\"\")","v":""},{"$f":"IF($BA25<>\"\",IF(INDIRECT(\"Measures!\"&CA$2&$BA25)<>\"\",INDIRECT(\"Measures!\"&CA$2&$BA25),\"\"),\"\")","v":""},{"$f":"IF($BA25<>\"\",IF(INDIRECT(\"Measures!\"&CB$2&$BA25)<>\"\",INDIRECT(\"Measures!\"&CB$2&$BA25),\"\"),\"\")","v":""},{"$f":"IF($BA25<>\"\",IF(INDIRECT(\"Measures!\"&CC$2&$BA25)<>\"\",INDIRECT(\"Measures!\"&CC$2&$BA25),\"\"),\"\")","v":""},{"$f":"IF($BA25<>\"\",IF(INDIRECT(\"Measures!\"&CD$2&$BA25)<>\"\",INDIRECT(\"Measures!\"&CD$2&$BA25),\"\"),\"\")","v":""},{"$f":"IF($BA25<>\"\",IF(INDIRECT(\"Measures!\"&CE$2&$BA25)<>\"\",INDIRECT(\"Measures!\"&CE$2&$BA25),\"\"),\"\")","v":""},{"$f":"IF($BA25<>\"\",IF(INDIRECT(\"Measures!\"&CF$2&$BA25)<>\"\",INDIRECT(\"Measures!\"&CF$2&$BA25),\"\"),\"\")","v":""},{"$f":"IF($BA25<>\"\",IF(INDIRECT(\"Measures!\"&CG$2&$BA25)<>\"\",INDIRECT(\"Measures!\"&CG$2&$BA25),\"\"),\"\")","v":""},{"$f":"INDEX('Measure Descriptions'!$A$10:$A$46,MATCH(Map_Gas_Fin[[#This Row],[Measure]],'Measure Descriptions'!$B$10:$B$46,0))","v":""},{"$f":"IF($BA25<>\"\",IF(VLOOKUP(Map_Gas_Fin[[#This Row],[Measure]],'Measure Descriptions'!$B$10:$H$46,CI$2,FALSE)<>\"\",VLOOKUP(Map_Gas_Fin[[#This Row],[Measure]],'Measure Descriptions'!$B$10:$H$46,CI$2,FALSE),\"\"),\"\")","v":""},{"$f":"IF($BA25<>\"\",IF(VLOOKUP(Map_Gas_Fin[[#This Row],[Measure]],'Measure Descriptions'!$B$10:$H$46,CJ$2,FALSE)<>\"\",VLOOKUP(Map_Gas_Fin[[#This Row],[Measure]],'Measure Descriptions'!$B$10:$H$46,CJ$2,FALSE),\"\"),\"\")","v":""},{"$f":"IF($BA25<>\"\",IF(VLOOKUP(Map_Gas_Fin[[#This Row],[Measure]],'Measure Descriptions'!$B$10:$H$46,CK$2,FALSE)<>\"\",VLOOKUP(Map_Gas_Fin[[#This Row],[Measure]],'Measure Descriptions'!$B$10:$H$46,CK$2,FALSE),\"\"),\"\")","v":""},{"$f":"IF($BA25<>\"\",IF(VLOOKUP(Map_Gas_Fin[[#This Row],[Measure]],'Measure Descriptions'!$B$10:$H$46,CL$2,FALSE)<>\"\",VLOOKUP(Map_Gas_Fin[[#This Row],[Measure]],'Measure Descriptions'!$B$10:$H$46,CL$2,FALSE),\"\"),\"\")","v":""},{"$f":"IF($BA25<>\"\",IF(VLOOKUP(Map_Gas_Fin[[#This Row],[Measure]],'Measure Descriptions'!$B$10:$H$46,CM$2,FALSE)<>\"\",VLOOKUP(Map_Gas_Fin[[#This Row],[Measure]],'Measure Descriptions'!$B$10:$H$46,CM$2,FALSE),\"\"),\"\")","v":""},{"$f":"IF($BA25<>\"\",IF(VLOOKUP(Map_Gas_Fin[[#This Row],[Measure]],'Measure Descriptions'!$B$10:$H$46,CN$2,FALSE)<>\"\",VLOOKUP(Map_Gas_Fin[[#This Row],[Measure]],'Measure Descriptions'!$B$10:$H$46,CN$2,FALSE),\"\"),\"\")","v":""},{"$f":"IF($BA25<>\"\",IF(INDIRECT(\"Measures!\"&CO$2&$BA25)<>\"\",INDIRECT(\"Measures!\"&CO$2&$BA25),\"\"),\"\")","v":""}]
[null,null,"","",{"$f":"IF($B26<>\"\",IF(INDIRECT(\"Measures!\"&E$2&$B26)<>\"\",INDIRECT(\"Measures!\"&E$2&$B26),\"\"),\"\")","v":""},{"$f":"IF($B26<>\"\",IF(INDIRECT(\"Measures!\"&F$2&$B26)<>\"\",INDIRECT(\"Measures!\"&F$2&$B26),\"\"),\"\")","v":""},{"$f":"IF($B26<>\"\",IF(INDIRECT(\"Measures!\"&G$2&$B26)<>\"\",INDIRECT(\"Measures!\"&G$2&$B26),\"\"),\"\")","v":""},{"$f":"IF($B26<>\"\",IF(INDIRECT(\"Measures!\"&H$2&$B26)<>\"\",INDIRECT(\"Measures!\"&H$2&$B26),\"\"),\"\")","v":""},{"$f":"IF($B26<>\"\",IF(INDIRECT(\"Measures!\"&I$2&$B26)<>\"\",INDIRECT(\"Measures!\"&I$2&$B26),\"\"),\"\")","v":""},{"$f":"IF($B26<>\"\",IF(INDIRECT(\"Measures!\"&J$2&$B26)<>\"\",INDIRECT(\"Measures!\"&J$2&$B26),\"\"),\"\")","v":""},{"$f":"IF($B26<>\"\",IF(INDIRECT(\"Measures!\"&K$2&$B26)<>\"\",INDIRECT(\"Measures!\"&K$2&$B26),\"\"),\"\")","v":""},{"$f":"IF($B26<>\"\",IF(INDIRECT(\"Measures!\"&L$2&$B26)<>\"\",INDIRECT(\"Measures!\"&L$2&$B26),\"\"),\"\")","v":""},{"$f":"IF($B26<>\"\",IF(INDIRECT(\"Measures!\"&M$2&$B26)<>\"\",INDIRECT(\"Measures!\"&M$2&$B26),\"\"),\"\")","v":""},{"$f":"IF($B26<>\"\",IF(INDIRECT(\"Measures!\"&N$2&$B26)<>\"\",INDIRECT(\"Measures!\"&N$2&$B26),\"\"),\"\")","v":""},{"$f":"IF($B26<>\"\",IF(INDIRECT(\"Measures!\"&O$2&$B26)<>\"\",INDIRECT(\"Measures!\"&O$2&$B26),\"\"),\"\")","v":""},{"$f":"IF($B26<>\"\",IF(INDIRECT(\"Measures!\"&P$2&$B26)<>\"\",INDIRECT(\"Measures!\"&P$2&$B26),\"\"),\"\")","v":""},{"$f":"IF($B26<>\"\",IF(INDIRECT(\"Measures!\"&Q$2&$B26)<>\"\",INDIRECT(\"Measures!\"&Q$2&$B26),\"\"),\"\")","v":""},{"$f":"IF($B26<>\"\",IF(INDIRECT(\"Measures!\"&R$2&$B26)<>\"\",INDIRECT(\"Measures!\"&R$2&$B26),\"\"),\"\")","v":""},{"$f":"IF($B26<>\"\",IF(INDIRECT(\"Measures!\"&S$2&$B26)<>\"\",INDIRECT(\"Measures!\"&S$2&$B26),\"\"),\"\")","v":""},{"$f":"IF($B26<>\"\",IF(INDIRECT(\"Measures!\"&T$2&$B26)<>\"\",INDIRECT(\"Measures!\"&T$2&$B26),\"\"),\"\")","v":""},{"$f":"IF($B26<>\"\",IF(INDIRECT(\"Measures!\"&U$2&$B26)<>\"\",INDIRECT(\"Measures!\"&U$2&$B26),\"\"),\"\")","v":""},{"$f":"IF($B26<>\"\",IF(INDIRECT(\"Measures!\"&V$2&$B26)<>\"\",INDIRECT(\"Measures!\"&V$2&$B26),\"\"),\"\")","v":""},{"$f":"IF($B26<>\"\",IF(INDIRECT(\"Measures!\"&W$2&$B26)<>\"\",INDIRECT(\"Measures!\"&W$2&$B26),\"\"),\"\")","v":""},{"$f":"IF($B26<>\"\",IF(INDIRECT(\"Measures!\"&X$2&$B26)<>\"\",INDIRECT(\"Measures!\"&X$2&$B26),\"\"),\"\")","v":""},{"$f":"IF($B26<>\"\",IF(INDIRECT(\"Measures!\"&Y$2&$B26)<>\"\",INDIRECT(\"Measures!\"&Y$2&$B26),\"\"),\"\")","v":""},{"$f":"IF($B26<>\"\",IF(INDIRECT(\"Measures!\"&Z$2&$B26)<>\"\",INDIRECT(\"Measures!\"&Z$2&$B26),\"\"),\"\")","v":""},{"$f":"IF($B26<>\"\",IF(INDIRECT(\"Measures!\"&AA$2&$B26)<>\"\",INDIRECT(\"Measures!\"&AA$2&$B26),\"\"),\"\")","v":""},{"$f":"IF($B26<>\"\",IF(INDIRECT(\"Measures!\"&AB$2&$B26)<>\"\",INDIRECT(\"Measures!\"&AB$2&$B26),\"\"),\"\")","v":""},{"$f":"IF($B26<>\"\",IF(INDIRECT(\"Measures!\"&AC$2&$B26)<>\"\",INDIRECT(\"Measures!\"&AC$2&$B26),\"\"),\"\")","v":""},{"$f":"IF($B26<>\"\",IF(INDIRECT(\"Measures!\"&AD$2&$B26)<>\"\",INDIRECT(\"Measures!\"&AD$2&$B26),\"\"),\"\")","v":""},{"$f":"IF($B26<>\"\",IF(INDIRECT(\"Measures!\"&AE$2&$B26)<>\"\",INDIRECT(\"Measures!\"&AE$2&$B26),\"\"),\"\")","v":""},{"$f":"IF($B26<>\"\",IF(INDIRECT(\"Measures!\"&AF$2&$B26)<>\"\",INDIRECT(\"Measures!\"&AF$2&$B26),\"\"),\"\")","v":""},{"$f":"IF($B26<>\"\",IF(INDIRECT(\"Measures!\"&AG$2&$B26)<>\"\",INDIRECT(\"Measures!\"&AG$2&$B26),\"\"),\"\")","v":""},{"$f":"IF($B26<>\"\",IF(INDIRECT(\"Measures!\"&AH$2&$B26)<>\"\",INDIRECT(\"Measures!\"&AH$2&$B26),\"\"),\"\")","v":""},{"$f":"INDEX('Measure Descriptions'!$A$10:$A$46,MATCH(Map_Elec_Fin[[#This Row],[Measure]],'Measure Descriptions'!$B$10:$B$46,0))","v":""},{"$f":"IF($B26<>\"\",IF(VLOOKUP(Map_Elec_Fin[[#This Row],[Measure]],'Measure Descriptions'!$B$10:$H$46,AJ$2,FALSE)<>\"\",VLOOKUP(Map_Elec_Fin[[#This Row],[Measure]],'Measure Descriptions'!$B$10:$H$46,AJ$2,FALSE),\"\"),\"\")","v":""},{"$f":"IF($B26<>\"\",IF(VLOOKUP(Map_Elec_Fin[[#This Row],[Measure]],'Measure Descriptions'!$B$10:$H$46,AK$2,FALSE)<>\"\",VLOOKUP(Map_Elec_Fin[[#This Row],[Measure]],'Measure Descriptions'!$B$10:$H$46,AK$2,FALSE),\"\"),\"\")","v":""},{"$f":"IF($B26<>\"\",IF(VLOOKUP(Map_Elec_Fin[[#This Row],[Measure]],'Measure Descriptions'!$B$10:$H$46,AL$2,FALSE)<>\"\",VLOOKUP(Map_Elec_Fin[[#This Row],[Measure]],'Measure Descriptions'!$B$10:$H$46,AL$2,FALSE),\"\"),\"\")","v":""},{"$f":"IF($B26<>\"\",IF(VLOOKUP(Map_Elec_Fin[[#This Row],[Measure]],'Measure Descriptions'!$B$10:$H$46,AM$2,FALSE)<>\"\",VLOOKUP(Map_Elec_Fin[[#This Row],[Measure]],'Measure Descriptions'!$B$10:$H$46,AM$2,FALSE),\"\"),\"\")","v":""},{"$f":"IF($B26<>\"\",IF(VLOOKUP(Map_Elec_Fin[[#This Row],[Measure]],'Measure Descriptions'!$B$10:$H$46,AN$2,FALSE)<>\"\",VLOOKUP(Map_Elec_Fin[[#This Row],[Measure]],'Measure Descriptions'!$B$10:$H$46,AN$2,FALSE),\"\"),\"\")","v":""},{"$f":"IF($B26<>\"\",IF(VLOOKUP(Map_Elec_Fin[[#This Row],[Measure]],'Measure Descriptions'!$B$10:$H$46,AO$2,FALSE)<>\"\",VLOOKUP(Map_Elec_Fin[[#This Row],[Measure]],'Measure Descriptions'!$B$10:$H$46,AO$2,FALSE),\"\"),\"\")","v":""},{"$f":"IF($B26<>\"\",IF(INDIRECT(\"Measures!\"&AP$2&$B26)<>\"\",INDIRECT(\"Measures!\"&AP$2&$B26),\"\"),\"\")","v":""},null,null,null,null,null,null,null,null,null,null,null,"","",{"$f":"IF($BA26<>\"\",IF(INDIRECT(\"Measures!\"&BD$2&$BA26)<>\"\",INDIRECT(\"Measures!\"&BD$2&$BA26),\"\"),\"\")","v":""},{"$f":"IF($BA26<>\"\",IF(INDIRECT(\"Measures!\"&BE$2&$BA26)<>\"\",INDIRECT(\"Measures!\"&BE$2&$BA26),\"\"),\"\")","v":""},{"$f":"IF($BA26<>\"\",IF(INDIRECT(\"Measures!\"&BF$2&$BA26)<>\"\",INDIRECT(\"Measures!\"&BF$2&$BA26),\"\"),\"\")","v":""},{"$f":"IF($BA26<>\"\",IF(INDIRECT(\"Measures!\"&BG$2&$BA26)<>\"\",INDIRECT(\"Measures!\"&BG$2&$BA26),\"\"),\"\")","v":""},{"$f":"IF($BA26<>\"\",IF(INDIRECT(\"Measures!\"&BH$2&$BA26)<>\"\",INDIRECT(\"Measures!\"&BH$2&$BA26),\"\"),\"\")","v":""},{"$f":"IF($BA26<>\"\",IF(INDIRECT(\"Measures!\"&BI$2&$BA26)<>\"\",INDIRECT(\"Measures!\"&BI$2&$BA26),\"\"),\"\")","v":""},{"$f":"IF($BA26<>\"\",IF(INDIRECT(\"Measures!\"&BJ$2&$BA26)<>\"\",INDIRECT(\"Measures!\"&BJ$2&$BA26),\"\"),\"\")","v":""},{"$f":"IF($BA26<>\"\",IF(INDIRECT(\"Measures!\"&BK$2&$BA26)<>\"\",INDIRECT(\"Measures!\"&BK$2&$BA26),\"\"),\"\")","v":""},{"$f":"IF($BA26<>\"\",IF(INDIRECT(\"Measures!\"&BL$2&$BA26)<>\"\",INDIRECT(\"Measures!\"&BL$2&$BA26),\"\"),\"\")","v":""},{"$f":"IF($BA26<>\"\",IF(INDIRECT(\"Measures!\"&BM$2&$BA26)<>\"\",INDIRECT(\"Measures!\"&BM$2&$BA26),\"\"),\"\")","v":""},{"$f":"IF($BA26<>\"\",IF(INDIRECT(\"Measures!\"&BN$2&$BA26)<>\"\",INDIRECT(\"Measures!\"&BN$2&$BA26),\"\"),\"\")","v":""},{"$f":"IF($BA26<>\"\",IF(INDIRECT(\"Measures!\"&BO$2&$BA26)<>\"\",INDIRECT(\"Measures!\"&BO$2&$BA26),\"\"),\"\")","v":""},{"$f":"IF($BA26<>\"\",IF(INDIRECT(\"Measures!\"&BP$2&$BA26)<>\"\",INDIRECT(\"Measures!\"&BP$2&$BA26),\"\"),\"\")","v":""},{"$f":"IF($BA26<>\"\",IF(INDIRECT(\"Measures!\"&BQ$2&$BA26)<>\"\",INDIRECT(\"Measures!\"&BQ$2&$BA26),\"\"),\"\")","v":""},{"$f":"IF($BA26<>\"\",IF(INDIRECT(\"Measures!\"&BR$2&$BA26)<>\"\",INDIRECT(\"Measures!\"&BR$2&$BA26),\"\"),\"\")","v":""},{"$f":"IF($BA26<>\"\",IF(INDIRECT(\"Measures!\"&BS$2&$BA26)<>\"\",INDIRECT(\"Measures!\"&BS$2&$BA26),\"\"),\"\")","v":""},{"$f":"IF($BA26<>\"\",IF(INDIRECT(\"Measures!\"&BT$2&$BA26)<>\"\",INDIRECT(\"Measures!\"&BT$2&$BA26),\"\"),\"\")","v":""},{"$f":"IF($BA26<>\"\",IF(INDIRECT(\"Measures!\"&BU$2&$BA26)<>\"\",INDIRECT(\"Measures!\"&BU$2&$BA26),\"\"),\"\")","v":""},{"$f":"IF($BA26<>\"\",IF(INDIRECT(\"Measures!\"&BV$2&$BA26)<>\"\",INDIRECT(\"Measures!\"&BV$2&$BA26),\"\"),\"\")","v":""},{"$f":"IF($BA26<>\"\",IF(INDIRECT(\"Measures!\"&BW$2&$BA26)<>\"\",INDIRECT(\"Measures!\"&BW$2&$BA26),\"\"),\"\")","v":""},{"$f":"IF($BA26<>\"\",IF(INDIRECT(\"Measures!\"&BX$2&$BA26)<>\"\",INDIRECT(\"Measures!\"&BX$2&$BA26),\"\"),\"\")","v":""},{"$f":"IF($BA26<>\"\",IF(INDIRECT(\"Measures!\"&BY$2&$BA26)<>\"\",INDIRECT(\"Measures!\"&BY$2&$BA26),\"\"),\"\")","v":""},{"$f":"IF($BA26<>\"\",IF(INDIRECT(\"Measures!\"&BZ$2&$BA26)<>\"\",INDIRECT(\"Measures!\"&BZ$2&$BA26),\"\"),\"\")","v":""},{"$f":"IF($BA26<>\"\",IF(INDIRECT(\"Measures!\"&CA$2&$BA26)<>\"\",INDIRECT(\"Measures!\"&CA$2&$BA26),\"\"),\"\")","v":""},{"$f":"IF($BA26<>\"\",IF(INDIRECT(\"Measures!\"&CB$2&$BA26)<>\"\",INDIRECT(\"Measures!\"&CB$2&$BA26),\"\"),\"\")","v":""},{"$f":"IF($BA26<>\"\",IF(INDIRECT(\"Measures!\"&CC$2&$BA26)<>\"\",INDIRECT(\"Measures!\"&CC$2&$BA26),\"\"),\"\")","v":""},{"$f":"IF($BA26<>\"\",IF(INDIRECT(\"Measures!\"&CD$2&$BA26)<>\"\",INDIRECT(\"Measures!\"&CD$2&$BA26),\"\"),\"\")","v":""},{"$f":"IF($BA26<>\"\",IF(INDIRECT(\"Measures!\"&CE$2&$BA26)<>\"\",INDIRECT(\"Measures!\"&CE$2&$BA26),\"\"),\"\")","v":""},{"$f":"IF($BA26<>\"\",IF(INDIRECT(\"Measures!\"&CF$2&$BA26)<>\"\",INDIRECT(\"Measures!\"&CF$2&$BA26),\"\"),\"\")","v":""},{"$f":"IF($BA26<>\"\",IF(INDIRECT(\"Measures!\"&CG$2&$BA26)<>\"\",INDIRECT(\"Measures!\"&CG$2&$BA26),\"\"),\"\")","v":""},{"$f":"INDEX('Measure Descriptions'!$A$10:$A$46,MATCH(Map_Gas_Fin[[#This Row],[Measure]],'Measure Descriptions'!$B$10:$B$46,0))","v":""},{"$f":"IF($BA26<>\"\",IF(VLOOKUP(Map_Gas_Fin[[#This Row],[Measure]],'Measure Descriptions'!$B$10:$H$46,CI$2,FALSE)<>\"\",VLOOKUP(Map_Gas_Fin[[#This Row],[Measure]],'Measure Descriptions'!$B$10:$H$46,CI$2,FALSE),\"\"),\"\")","v":""},{"$f":"IF($BA26<>\"\",IF(VLOOKUP(Map_Gas_Fin[[#This Row],[Measure]],'Measure Descriptions'!$B$10:$H$46,CJ$2,FALSE)<>\"\",VLOOKUP(Map_Gas_Fin[[#This Row],[Measure]],'Measure Descriptions'!$B$10:$H$46,CJ$2,FALSE),\"\"),\"\")","v":""},{"$f":"IF($BA26<>\"\",IF(VLOOKUP(Map_Gas_Fin[[#This Row],[Measure]],'Measure Descriptions'!$B$10:$H$46,CK$2,FALSE)<>\"\",VLOOKUP(Map_Gas_Fin[[#This Row],[Measure]],'Measure Descriptions'!$B$10:$H$46,CK$2,FALSE),\"\"),\"\")","v":""},{"$f":"IF($BA26<>\"\",IF(VLOOKUP(Map_Gas_Fin[[#This Row],[Measure]],'Measure Descriptions'!$B$10:$H$46,CL$2,FALSE)<>\"\",VLOOKUP(Map_Gas_Fin[[#This Row],[Measure]],'Measure Descriptions'!$B$10:$H$46,CL$2,FALSE),\"\"),\"\")","v":""},{"$f":"IF($BA26<>\"\",IF(VLOOKUP(Map_Gas_Fin[[#This Row],[Measure]],'Measure Descriptions'!$B$10:$H$46,CM$2,FALSE)<>\"\",VLOOKUP(Map_Gas_Fin[[#This Row],[Measure]],'Measure Descriptions'!$B$10:$H$46,CM$2,FALSE),\"\"),\"\")","v":""},{"$f":"IF($BA26<>\"\",IF(VLOOKUP(Map_Gas_Fin[[#This Row],[Measure]],'Measure Descriptions'!$B$10:$H$46,CN$2,FALSE)<>\"\",VLOOKUP(Map_Gas_Fin[[#This Row],[Measure]],'Measure Descriptions'!$B$10:$H$46,CN$2,FALSE),\"\"),\"\")","v":""},{"$f":"IF($BA26<>\"\",IF(INDIRECT(\"Measures!\"&CO$2&$BA26)<>\"\",INDIRECT(\"Measures!\"&CO$2&$BA26),\"\"),\"\")","v":""}]
[null,null,"","",{"$f":"IF($B27<>\"\",IF(INDIRECT(\"Measures!\"&E$2&$B27)<>\"\",INDIRECT(\"Measures!\"&E$2&$B27),\"\"),\"\")","v":""},{"$f":"IF($B27<>\"\",IF(INDIRECT(\"Measures!\"&F$2&$B27)<>\"\",INDIRECT(\"Measures!\"&F$2&$B27),\"\"),\"\")","v":""},{"$f":"IF($B27<>\"\",IF(INDIRECT(\"Measures!\"&G$2&$B27)<>\"\",INDIRECT(\"Measures!\"&G$2&$B27),\"\"),\"\")","v":""},{"$f":"IF($B27<>\"\",IF(INDIRECT(\"Measures!\"&H$2&$B27)<>\"\",INDIRECT(\"Measures!\"&H$2&$B27),\"\"),\"\")","v":""},{"$f":"IF($B27<>\"\",IF(INDIRECT(\"Measures!\"&I$2&$B27)<>\"\",INDIRECT(\"Measures!\"&I$2&$B27),\"\"),\"\")","v":""},{"$f":"IF($B27<>\"\",IF(INDIRECT(\"Measures!\"&J$2&$B27)<>\"\",INDIRECT(\"Measures!\"&J$2&$B27),\"\"),\"\")","v":""},{"$f":"IF($B27<>\"\",IF(INDIRECT(\"Measures!\"&K$2&$B27)<>\"\",INDIRECT(\"Measures!\"&K$2&$B27),\"\"),\"\")","v":""},{"$f":"IF($B27<>\"\",IF(INDIRECT(\"Measures!\"&L$2&$B27)<>\"\",INDIRECT(\"Measures!\"&L$2&$B27),\"\"),\"\")","v":""},{"$f":"IF($B27<>\"\",IF(INDIRECT(\"Measures!\"&M$2&$B27)<>\"\",INDIRECT(\"Measures!\"&M$2&$B27),\"\"),\"\")","v":""},{"$f":"IF($B27<>\"\",IF(INDIRECT(\"Measures!\"&N$2&$B27)<>\"\",INDIRECT(\"Measures!\"&N$2&$B27),\"\"),\"\")","v":""},{"$f":"IF($B27<>\"\",IF(INDIRECT(\"Measures!\"&O$2&$B27)<>\"\",INDIRECT(\"Measures!\"&O$2&$B27),\"\"),\"\")","v":""},{"$f":"IF($B27<>\"\",IF(INDIRECT(\"Measures!\"&P$2&$B27)<>\"\",INDIRECT(\"Measures!\"&P$2&$B27),\"\"),\"\")","v":""},{"$f":"IF($B27<>\"\",IF(INDIRECT(\"Measures!\"&Q$2&$B27)<>\"\",INDIRECT(\"Measures!\"&Q$2&$B27),\"\"),\"\")","v":""},{"$f":"IF($B27<>\"\",IF(INDIRECT(\"Measures!\"&R$2&$B27)<>\"\",INDIRECT(\"Measures!\"&R$2&$B27),\"\"),\"\")","v":""},{"$f":"IF($B27<>\"\",IF(INDIRECT(\"Measures!\"&S$2&$B27)<>\"\",INDIRECT(\"Measures!\"&S$2&$B27),\"\"),\"\")","v":""},{"$f":"IF($B27<>\"\",IF(INDIRECT(\"Measures!\"&T$2&$B27)<>\"\",INDIRECT(\"Measures!\"&T$2&$B27),\"\"),\"\")","v":""},{"$f":"IF($B27<>\"\",IF(INDIRECT(\"Measures!\"&U$2&$B27)<>\"\",INDIRECT(\"Measures!\"&U$2&$B27),\"\"),\"\")","v":""},{"$f":"IF($B27<>\"\",IF(INDIRECT(\"Measures!\"&V$2&$B27)<>\"\",INDIRECT(\"Measures!\"&V$2&$B27),\"\"),\"\")","v":""},{"$f":"IF($B27<>\"\",IF(INDIRECT(\"Measures!\"&W$2&$B27)<>\"\",INDIRECT(\"Measures!\"&W$2&$B27),\"\"),\"\")","v":""},{"$f":"IF($B27<>\"\",IF(INDIRECT(\"Measures!\"&X$2&$B27)<>\"\",INDIRECT(\"Measures!\"&X$2&$B27),\"\"),\"\")","v":""},{"$f":"IF($B27<>\"\",IF(INDIRECT(\"Measures!\"&Y$2&$B27)<>\"\",INDIRECT(\"Measures!\"&Y$2&$B27),\"\"),\"\")","v":""},{"$f":"IF($B27<>\"\",IF(INDIRECT(\"Measures!\"&Z$2&$B27)<>\"\",INDIRECT(\"Measures!\"&Z$2&$B27),\"\"),\"\")","v":""},{"$f":"IF($B27<>\"\",IF(INDIRECT(\"Measures!\"&AA$2&$B27)<>\"\",INDIRECT(\"Measures!\"&AA$2&$B27),\"\"),\"\")","v":""},{"$f":"IF($B27<>\"\",IF(INDIRECT(\"Measures!\"&AB$2&$B27)<>\"\",INDIRECT(\"Measures!\"&AB$2&$B27),\"\"),\"\")","v":""},{"$f":"IF($B27<>\"\",IF(INDIRECT(\"Measures!\"&AC$2&$B27)<>\"\",INDIRECT(\"Measures!\"&AC$2&$B27),\"\"),\"\")","v":""},{"$f":"IF($B27<>\"\",IF(INDIRECT(\"Measures!\"&AD$2&$B27)<>\"\",INDIRECT(\"Measures!\"&AD$2&$B27),\"\"),\"\")","v":""},{"$f":"IF($B27<>\"\",IF(INDIRECT(\"Measures!\"&AE$2&$B27)<>\"\",INDIRECT(\"Measures!\"&AE$2&$B27),\"\"),\"\")","v":""},{"$f":"IF($B27<>\"\",IF(INDIRECT(\"Measures!\"&AF$2&$B27)<>\"\",INDIRECT(\"Measures!\"&AF$2&$B27),\"\"),\"\")","v":""},{"$f":"IF($B27<>\"\",IF(INDIRECT(\"Measures!\"&AG$2&$B27)<>\"\",INDIRECT(\"Measures!\"&AG$2&$B27),\"\"),\"\")","v":""},{"$f":"IF($B27<>\"\",IF(INDIRECT(\"Measures!\"&AH$2&$B27)<>\"\",INDIRECT(\"Measures!\"&AH$2&$B27),\"\"),\"\")","v":""},{"$f":"INDEX('Measure Descriptions'!$A$10:$A$46,MATCH(Map_Elec_Fin[[#This Row],[Measure]],'Measure Descriptions'!$B$10:$B$46,0))","v":""},{"$f":"IF($B27<>\"\",IF(VLOOKUP(Map_Elec_Fin[[#This Row],[Measure]],'Measure Descriptions'!$B$10:$H$46,AJ$2,FALSE)<>\"\",VLOOKUP(Map_Elec_Fin[[#This Row],[Measure]],'Measure Descriptions'!$B$10:$H$46,AJ$2,FALSE),\"\"),\"\")","v":""},{"$f":"IF($B27<>\"\",IF(VLOOKUP(Map_Elec_Fin[[#This Row],[Measure]],'Measure Descriptions'!$B$10:$H$46,AK$2,FALSE)<>\"\",VLOOKUP(Map_Elec_Fin[[#This Row],[Measure]],'Measure Descriptions'!$B$10:$H$46,AK$2,FALSE),\"\"),\"\")","v":""},{"$f":"IF($B27<>\"\",IF(VLOOKUP(Map_Elec_Fin[[#This Row],[Measure]],'Measure Descriptions'!$B$10:$H$46,AL$2,FALSE)<>\"\",VLOOKUP(Map_Elec_Fin[[#This Row],[Measure]],'Measure Descriptions'!$B$10:$H$46,AL$2,FALSE),\"\"),\"\")","v":""},{"$f":"IF($B27<>\"\",IF(VLOOKUP(Map_Elec_Fin[[#This Row],[Measure]],'Measure Descriptions'!$B$10:$H$46,AM$2,FALSE)<>\"\",VLOOKUP(Map_Elec_Fin[[#This Row],[Measure]],'Measure Descriptions'!$B$10:$H$46,AM$2,FALSE),\"\"),\"\")","v":""},{"$f":"IF($B27<>\"\",IF(VLOOKUP(Map_Elec_Fin[[#This Row],[Measure]],'Measure Descriptions'!$B$10:$H$46,AN$2,FALSE)<>\"\",VLOOKUP(Map_Elec_Fin[[#This Row],[Measure]],'Measure Descriptions'!$B$10:$H$46,AN$2,FALSE),\"\"),\"\")","v":""},{"$f":"IF($B27<>\"\",IF(VLOOKUP(Map_Elec_Fin[[#This Row],[Measure]],'Measure Descriptions'!$B$10:$H$46,AO$2,FALSE)<>\"\",VLOOKUP(Map_Elec_Fin[[#This Row],[Measure]],'Measure Descriptions'!$B$10:$H$46,AO$2,FALSE),\"\"),\"\")","v":""},{"$f":"IF($B27<>\"\",IF(INDIRECT(\"Measures!\"&AP$2&$B27)<>\"\",INDIRECT(\"Measures!\"&AP$2&$B27),\"\"),\"\")","v":""},null,null,null,null,null,null,null,null,null,null,null,"","",{"$f":"IF($BA27<>\"\",IF(INDIRECT(\"Measures!\"&BD$2&$BA27)<>\"\",INDIRECT(\"Measures!\"&BD$2&$BA27),\"\"),\"\")","v":""},{"$f":"IF($BA27<>\"\",IF(INDIRECT(\"Measures!\"&BE$2&$BA27)<>\"\",INDIRECT(\"Measures!\"&BE$2&$BA27),\"\"),\"\")","v":""},{"$f":"IF($BA27<>\"\",IF(INDIRECT(\"Measures!\"&BF$2&$BA27)<>\"\",INDIRECT(\"Measures!\"&BF$2&$BA27),\"\"),\"\")","v":""},{"$f":"IF($BA27<>\"\",IF(INDIRECT(\"Measures!\"&BG$2&$BA27)<>\"\",INDIRECT(\"Measures!\"&BG$2&$BA27),\"\"),\"\")","v":""},{"$f":"IF($BA27<>\"\",IF(INDIRECT(\"Measures!\"&BH$2&$BA27)<>\"\",INDIRECT(\"Measures!\"&BH$2&$BA27),\"\"),\"\")","v":""},{"$f":"IF($BA27<>\"\",IF(INDIRECT(\"Measures!\"&BI$2&$BA27)<>\"\",INDIRECT(\"Measures!\"&BI$2&$BA27),\"\"),\"\")","v":""},{"$f":"IF($BA27<>\"\",IF(INDIRECT(\"Measures!\"&BJ$2&$BA27)<>\"\",INDIRECT(\"Measures!\"&BJ$2&$BA27),\"\"),\"\")","v":""},{"$f":"IF($BA27<>\"\",IF(INDIRECT(\"Measures!\"&BK$2&$BA27)<>\"\",INDIRECT(\"Measures!\"&BK$2&$BA27),\"\"),\"\")","v":""},{"$f":"IF($BA27<>\"\",IF(INDIRECT(\"Measures!\"&BL$2&$BA27)<>\"\",INDIRECT(\"Measures!\"&BL$2&$BA27),\"\"),\"\")","v":""},{"$f":"IF($BA27<>\"\",IF(INDIRECT(\"Measures!\"&BM$2&$BA27)<>\"\",INDIRECT(\"Measures!\"&BM$2&$BA27),\"\"),\"\")","v":""},{"$f":"IF($BA27<>\"\",IF(INDIRECT(\"Measures!\"&BN$2&$BA27)<>\"\",INDIRECT(\"Measures!\"&BN$2&$BA27),\"\"),\"\")","v":""},{"$f":"IF($BA27<>\"\",IF(INDIRECT(\"Measures!\"&BO$2&$BA27)<>\"\",INDIRECT(\"Measures!\"&BO$2&$BA27),\"\"),\"\")","v":""},{"$f":"IF($BA27<>\"\",IF(INDIRECT(\"Measures!\"&BP$2&$BA27)<>\"\",INDIRECT(\"Measures!\"&BP$2&$BA27),\"\"),\"\")","v":""},{"$f":"IF($BA27<>\"\",IF(INDIRECT(\"Measures!\"&BQ$2&$BA27)<>\"\",INDIRECT(\"Measures!\"&BQ$2&$BA27),\"\"),\"\")","v":""},{"$f":"IF($BA27<>\"\",IF(INDIRECT(\"Measures!\"&BR$2&$BA27)<>\"\",INDIRECT(\"Measures!\"&BR$2&$BA27),\"\"),\"\")","v":""},{"$f":"IF($BA27<>\"\",IF(INDIRECT(\"Measures!\"&BS$2&$BA27)<>\"\",INDIRECT(\"Measures!\"&BS$2&$BA27),\"\"),\"\")","v":""},{"$f":"IF($BA27<>\"\",IF(INDIRECT(\"Measures!\"&BT$2&$BA27)<>\"\",INDIRECT(\"Measures!\"&BT$2&$BA27),\"\"),\"\")","v":""},{"$f":"IF($BA27<>\"\",IF(INDIRECT(\"Measures!\"&BU$2&$BA27)<>\"\",INDIRECT(\"Measures!\"&BU$2&$BA27),\"\"),\"\")","v":""},{"$f":"IF($BA27<>\"\",IF(INDIRECT(\"Measures!\"&BV$2&$BA27)<>\"\",INDIRECT(\"Measures!\"&BV$2&$BA27),\"\"),\"\")","v":""},{"$f":"IF($BA27<>\"\",IF(INDIRECT(\"Measures!\"&BW$2&$BA27)<>\"\",INDIRECT(\"Measures!\"&BW$2&$BA27),\"\"),\"\")","v":""},{"$f":"IF($BA27<>\"\",IF(INDIRECT(\"Measures!\"&BX$2&$BA27)<>\"\",INDIRECT(\"Measures!\"&BX$2&$BA27),\"\"),\"\")","v":""},{"$f":"IF($BA27<>\"\",IF(INDIRECT(\"Measures!\"&BY$2&$BA27)<>\"\",INDIRECT(\"Measures!\"&BY$2&$BA27),\"\"),\"\")","v":""},{"$f":"IF($BA27<>\"\",IF(INDIRECT(\"Measures!\"&BZ$2&$BA27)<>\"\",INDIRECT(\"Measures!\"&BZ$2&$BA27),\"\"),\"\")","v":""},{"$f":"IF($BA27<>\"\",IF(INDIRECT(\"Measures!\"&CA$2&$BA27)<>\"\",INDIRECT(\"Measures!\"&CA$2&$BA27),\"\"),\"\")","v":""},{"$f":"IF($BA27<>\"\",IF(INDIRECT(\"Measures!\"&CB$2&$BA27)<>\"\",INDIRECT(\"Measures!\"&CB$2&$BA27),\"\"),\"\")","v":""},{"$f":"IF($BA27<>\"\",IF(INDIRECT(\"Measures!\"&CC$2&$BA27)<>\"\",INDIRECT(\"Measures!\"&CC$2&$BA27),\"\"),\"\")","v":""},{"$f":"IF($BA27<>\"\",IF(INDIRECT(\"Measures!\"&CD$2&$BA27)<>\"\",INDIRECT(\"Measures!\"&CD$2&$BA27),\"\"),\"\")","v":""},{"$f":"IF($BA27<>\"\",IF(INDIRECT(\"Measures!\"&CE$2&$BA27)<>\"\",INDIRECT(\"Measures!\"&CE$2&$BA27),\"\"),\"\")","v":""},{"$f":"IF($BA27<>\"\",IF(INDIRECT(\"Measures!\"&CF$2&$BA27)<>\"\",INDIRECT(\"Measures!\"&CF$2&$BA27),\"\"),\"\")","v":""},{"$f":"IF($BA27<>\"\",IF(INDIRECT(\"Measures!\"&CG$2&$BA27)<>\"\",INDIRECT(\"Measures!\"&CG$2&$BA27),\"\"),\"\")","v":""},{"$f":"INDEX('Measure Descriptions'!$A$10:$A$46,MATCH(Map_Gas_Fin[[#This Row],[Measure]],'Measure Descriptions'!$B$10:$B$46,0))","v":""},{"$f":"IF($BA27<>\"\",IF(VLOOKUP(Map_Gas_Fin[[#This Row],[Measure]],'Measure Descriptions'!$B$10:$H$46,CI$2,FALSE)<>\"\",VLOOKUP(Map_Gas_Fin[[#This Row],[Measure]],'Measure Descriptions'!$B$10:$H$46,CI$2,FALSE),\"\"),\"\")","v":""},{"$f":"IF($BA27<>\"\",IF(VLOOKUP(Map_Gas_Fin[[#This Row],[Measure]],'Measure Descriptions'!$B$10:$H$46,CJ$2,FALSE)<>\"\",VLOOKUP(Map_Gas_Fin[[#This Row],[Measure]],'Measure Descriptions'!$B$10:$H$46,CJ$2,FALSE),\"\"),\"\")","v":""},{"$f":"IF($BA27<>\"\",IF(VLOOKUP(Map_Gas_Fin[[#This Row],[Measure]],'Measure Descriptions'!$B$10:$H$46,CK$2,FALSE)<>\"\",VLOOKUP(Map_Gas_Fin[[#This Row],[Measure]],'Measure Descriptions'!$B$10:$H$46,CK$2,FALSE),\"\"),\"\")","v":""},{"$f":"IF($BA27<>\"\",IF(VLOOKUP(Map_Gas_Fin[[#This Row],[Measure]],'Measure Descriptions'!$B$10:$H$46,CL$2,FALSE)<>\"\",VLOOKUP(Map_Gas_Fin[[#This Row],[Measure]],'Measure Descriptions'!$B$10:$H$46,CL$2,FALSE),\"\"),\"\")","v":""},{"$f":"IF($BA27<>\"\",IF(VLOOKUP(Map_Gas_Fin[[#This Row],[Measure]],'Measure Descriptions'!$B$10:$H$46,CM$2,FALSE)<>\"\",VLOOKUP(Map_Gas_Fin[[#This Row],[Measure]],'Measure Descriptions'!$B$10:$H$46,CM$2,FALSE),\"\"),\"\")","v":""},{"$f":"IF($BA27<>\"\",IF(VLOOKUP(Map_Gas_Fin[[#This Row],[Measure]],'Measure Descriptions'!$B$10:$H$46,CN$2,FALSE)<>\"\",VLOOKUP(Map_Gas_Fin[[#This Row],[Measure]],'Measure Descriptions'!$B$10:$H$46,CN$2,FALSE),\"\"),\"\")","v":""},{"$f":"IF($BA27<>\"\",IF(INDIRECT(\"Measures!\"&CO$2&$BA27)<>\"\",INDIRECT(\"Measures!\"&CO$2&$BA27),\"\"),\"\")","v":""}]
[null,null,"","",{"$f":"IF($B28<>\"\",IF(INDIRECT(\"Measures!\"&E$2&$B28)<>\"\",INDIRECT(\"Measures!\"&E$2&$B28),\"\"),\"\")","v":""},{"$f":"IF($B28<>\"\",IF(INDIRECT(\"Measures!\"&F$2&$B28)<>\"\",INDIRECT(\"Measures!\"&F$2&$B28),\"\"),\"\")","v":""},{"$f":"IF($B28<>\"\",IF(INDIRECT(\"Measures!\"&G$2&$B28)<>\"\",INDIRECT(\"Measures!\"&G$2&$B28),\"\"),\"\")","v":""},{"$f":"IF($B28<>\"\",IF(INDIRECT(\"Measures!\"&H$2&$B28)<>\"\",INDIRECT(\"Measures!\"&H$2&$B28),\"\"),\"\")","v":""},{"$f":"IF($B28<>\"\",IF(INDIRECT(\"Measures!\"&I$2&$B28)<>\"\",INDIRECT(\"Measures!\"&I$2&$B28),\"\"),\"\")","v":""},{"$f":"IF($B28<>\"\",IF(INDIRECT(\"Measures!\"&J$2&$B28)<>\"\",INDIRECT(\"Measures!\"&J$2&$B28),\"\"),\"\")","v":""},{"$f":"IF($B28<>\"\",IF(INDIRECT(\"Measures!\"&K$2&$B28)<>\"\",INDIRECT(\"Measures!\"&K$2&$B28),\"\"),\"\")","v":""},{"$f":"IF($B28<>\"\",IF(INDIRECT(\"Measures!\"&L$2&$B28)<>\"\",INDIRECT(\"Measures!\"&L$2&$B28),\"\"),\"\")","v":""},{"$f":"IF($B28<>\"\",IF(INDIRECT(\"Measures!\"&M$2&$B28)<>\"\",INDIRECT(\"Measures!\"&M$2&$B28),\"\"),\"\")","v":""},{"$f":"IF($B28<>\"\",IF(INDIRECT(\"Measures!\"&N$2&$B28)<>\"\",INDIRECT(\"Measures!\"&N$2&$B28),\"\"),\"\")","v":""},{"$f":"IF($B28<>\"\",IF(INDIRECT(\"Measures!\"&O$2&$B28)<>\"\",INDIRECT(\"Measures!\"&O$2&$B28),\"\"),\"\")","v":""},{"$f":"IF($B28<>\"\",IF(INDIRECT(\"Measures!\"&P$2&$B28)<>\"\",INDIRECT(\"Measures!\"&P$2&$B28),\"\"),\"\")","v":""},{"$f":"IF($B28<>\"\",IF(INDIRECT(\"Measures!\"&Q$2&$B28)<>\"\",INDIRECT(\"Measures!\"&Q$2&$B28),\"\"),\"\")","v":""},{"$f":"IF($B28<>\"\",IF(INDIRECT(\"Measures!\"&R$2&$B28)<>\"\",INDIRECT(\"Measures!\"&R$2&$B28),\"\"),\"\")","v":""},{"$f":"IF($B28<>\"\",IF(INDIRECT(\"Measures!\"&S$2&$B28)<>\"\",INDIRECT(\"Measures!\"&S$2&$B28),\"\"),\"\")","v":""},{"$f":"IF($B28<>\"\",IF(INDIRECT(\"Measures!\"&T$2&$B28)<>\"\",INDIRECT(\"Measures!\"&T$2&$B28),\"\"),\"\")","v":""},{"$f":"IF($B28<>\"\",IF(INDIRECT(\"Measures!\"&U$2&$B28)<>\"\",INDIRECT(\"Measures!\"&U$2&$B28),\"\"),\"\")","v":""},{"$f":"IF($B28<>\"\",IF(INDIRECT(\"Measures!\"&V$2&$B28)<>\"\",INDIRECT(\"Measures!\"&V$2&$B28),\"\"),\"\")","v":""},{"$f":"IF($B28<>\"\",IF(INDIRECT(\"Measures!\"&W$2&$B28)<>\"\",INDIRECT(\"Measures!\"&W$2&$B28),\"\"),\"\")","v":""},{"$f":"IF($B28<>\"\",IF(INDIRECT(\"Measures!\"&X$2&$B28)<>\"\",INDIRECT(\"Measures!\"&X$2&$B28),\"\"),\"\")","v":""},{"$f":"IF($B28<>\"\",IF(INDIRECT(\"Measures!\"&Y$2&$B28)<>\"\",INDIRECT(\"Measures!\"&Y$2&$B28),\"\"),\"\")","v":""},{"$f":"IF($B28<>\"\",IF(INDIRECT(\"Measures!\"&Z$2&$B28)<>\"\",INDIRECT(\"Measures!\"&Z$2&$B28),\"\"),\"\")","v":""},{"$f":"IF($B28<>\"\",IF(INDIRECT(\"Measures!\"&AA$2&$B28)<>\"\",INDIRECT(\"Measures!\"&AA$2&$B28),\"\"),\"\")","v":""},{"$f":"IF($B28<>\"\",IF(INDIRECT(\"Measures!\"&AB$2&$B28)<>\"\",INDIRECT(\"Measures!\"&AB$2&$B28),\"\"),\"\")","v":""},{"$f":"IF($B28<>\"\",IF(INDIRECT(\"Measures!\"&AC$2&$B28)<>\"\",INDIRECT(\"Measures!\"&AC$2&$B28),\"\"),\"\")","v":""},{"$f":"IF($B28<>\"\",IF(INDIRECT(\"Measures!\"&AD$2&$B28)<>\"\",INDIRECT(\"Measures!\"&AD$2&$B28),\"\"),\"\")","v":""},{"$f":"IF($B28<>\"\",IF(INDIRECT(\"Measures!\"&AE$2&$B28)<>\"\",INDIRECT(\"Measures!\"&AE$2&$B28),\"\"),\"\")","v":""},{"$f":"IF($B28<>\"\",IF(INDIRECT(\"Measures!\"&AF$2&$B28)<>\"\",INDIRECT(\"Measures!\"&AF$2&$B28),\"\"),\"\")","v":""},{"$f":"IF($B28<>\"\",IF(INDIRECT(\"Measures!\"&AG$2&$B28)<>\"\",INDIRECT(\"Measures!\"&AG$2&$B28),\"\"),\"\")","v":""},{"$f":"IF($B28<>\"\",IF(INDIRECT(\"Measures!\"&AH$2&$B28)<>\"\",INDIRECT(\"Measures!\"&AH$2&$B28),\"\"),\"\")","v":""},{"$f":"INDEX('Measure Descriptions'!$A$10:$A$46,MATCH(Map_Elec_Fin[[#This Row],[Measure]],'Measure Descriptions'!$B$10:$B$46,0))","v":""},{"$f":"IF($B28<>\"\",IF(VLOOKUP(Map_Elec_Fin[[#This Row],[Measure]],'Measure Descriptions'!$B$10:$H$46,AJ$2,FALSE)<>\"\",VLOOKUP(Map_Elec_Fin[[#This Row],[Measure]],'Measure Descriptions'!$B$10:$H$46,AJ$2,FALSE),\"\"),\"\")","v":""},{"$f":"IF($B28<>\"\",IF(VLOOKUP(Map_Elec_Fin[[#This Row],[Measure]],'Measure Descriptions'!$B$10:$H$46,AK$2,FALSE)<>\"\",VLOOKUP(Map_Elec_Fin[[#This Row],[Measure]],'Measure Descriptions'!$B$10:$H$46,AK$2,FALSE),\"\"),\"\")","v":""},{"$f":"IF($B28<>\"\",IF(VLOOKUP(Map_Elec_Fin[[#This Row],[Measure]],'Measure Descriptions'!$B$10:$H$46,AL$2,FALSE)<>\"\",VLOOKUP(Map_Elec_Fin[[#This Row],[Measure]],'Measure Descriptions'!$B$10:$H$46,AL$2,FALSE),\"\"),\"\")","v":""},{"$f":"IF($B28<>\"\",IF(VLOOKUP(Map_Elec_Fin[[#This Row],[Measure]],'Measure Descriptions'!$B$10:$H$46,AM$2,FALSE)<>\"\",VLOOKUP(Map_Elec_Fin[[#This Row],[Measure]],'Measure Descriptions'!$B$10:$H$46,AM$2,FALSE),\"\"),\"\")","v":""},{"$f":"IF($B28<>\"\",IF(VLOOKUP(Map_Elec_Fin[[#This Row],[Measure]],'Measure Descriptions'!$B$10:$H$46,AN$2,FALSE)<>\"\",VLOOKUP(Map_Elec_Fin[[#This Row],[Measure]],'Measure Descriptions'!$B$10:$H$46,AN$2,FALSE),\"\"),\"\")","v":""},{"$f":"IF($B28<>\"\",IF(VLOOKUP(Map_Elec_Fin[[#This Row],[Measure]],'Measure Descriptions'!$B$10:$H$46,AO$2,FALSE)<>\"\",VLOOKUP(Map_Elec_Fin[[#This Row],[Measure]],'Measure Descriptions'!$B$10:$H$46,AO$2,FALSE),\"\"),\"\")","v":""},{"$f":"IF($B28<>\"\",IF(INDIRECT(\"Measures!\"&AP$2&$B28)<>\"\",INDIRECT(\"Measures!\"&AP$2&$B28),\"\"),\"\")","v":""},null,null,null,null,null,null,null,null,null,null,null,"","",{"$f":"IF($BA28<>\"\",IF(INDIRECT(\"Measures!\"&BD$2&$BA28)<>\"\",INDIRECT(\"Measures!\"&BD$2&$BA28),\"\"),\"\")","v":""},{"$f":"IF($BA28<>\"\",IF(INDIRECT(\"Measures!\"&BE$2&$BA28)<>\"\",INDIRECT(\"Measures!\"&BE$2&$BA28),\"\"),\"\")","v":""},{"$f":"IF($BA28<>\"\",IF(INDIRECT(\"Measures!\"&BF$2&$BA28)<>\"\",INDIRECT(\"Measures!\"&BF$2&$BA28),\"\"),\"\")","v":""},{"$f":"IF($BA28<>\"\",IF(INDIRECT(\"Measures!\"&BG$2&$BA28)<>\"\",INDIRECT(\"Measures!\"&BG$2&$BA28),\"\"),\"\")","v":""},{"$f":"IF($BA28<>\"\",IF(INDIRECT(\"Measures!\"&BH$2&$BA28)<>\"\",INDIRECT(\"Measures!\"&BH$2&$BA28),\"\"),\"\")","v":""},{"$f":"IF($BA28<>\"\",IF(INDIRECT(\"Measures!\"&BI$2&$BA28)<>\"\",INDIRECT(\"Measures!\"&BI$2&$BA28),\"\"),\"\")","v":""},{"$f":"IF($BA28<>\"\",IF(INDIRECT(\"Measures!\"&BJ$2&$BA28)<>\"\",INDIRECT(\"Measures!\"&BJ$2&$BA28),\"\"),\"\")","v":""},{"$f":"IF($BA28<>\"\",IF(INDIRECT(\"Measures!\"&BK$2&$BA28)<>\"\",INDIRECT(\"Measures!\"&BK$2&$BA28),\"\"),\"\")","v":""},{"$f":"IF($BA28<>\"\",IF(INDIRECT(\"Measures!\"&BL$2&$BA28)<>\"\",INDIRECT(\"Measures!\"&BL$2&$BA28),\"\"),\"\")","v":""},{"$f":"IF($BA28<>\"\",IF(INDIRECT(\"Measures!\"&BM$2&$BA28)<>\"\",INDIRECT(\"Measures!\"&BM$2&$BA28),\"\"),\"\")","v":""},{"$f":"IF($BA28<>\"\",IF(INDIRECT(\"Measures!\"&BN$2&$BA28)<>\"\",INDIRECT(\"Measures!\"&BN$2&$BA28),\"\"),\"\")","v":""},{"$f":"IF($BA28<>\"\",IF(INDIRECT(\"Measures!\"&BO$2&$BA28)<>\"\",INDIRECT(\"Measures!\"&BO$2&$BA28),\"\"),\"\")","v":""},{"$f":"IF($BA28<>\"\",IF(INDIRECT(\"Measures!\"&BP$2&$BA28)<>\"\",INDIRECT(\"Measures!\"&BP$2&$BA28),\"\"),\"\")","v":""},{"$f":"IF($BA28<>\"\",IF(INDIRECT(\"Measures!\"&BQ$2&$BA28)<>\"\",INDIRECT(\"Measures!\"&BQ$2&$BA28),\"\"),\"\")","v":""},{"$f":"IF($BA28<>\"\",IF(INDIRECT(\"Measures!\"&BR$2&$BA28)<>\"\",INDIRECT(\"Measures!\"&BR$2&$BA28),\"\"),\"\")","v":""},{"$f":"IF($BA28<>\"\",IF(INDIRECT(\"Measures!\"&BS$2&$BA28)<>\"\",INDIRECT(\"Measures!\"&BS$2&$BA28),\"\"),\"\")","v":""},{"$f":"IF($BA28<>\"\",IF(INDIRECT(\"Measures!\"&BT$2&$BA28)<>\"\",INDIRECT(\"Measures!\"&BT$2&$BA28),\"\"),\"\")","v":""},{"$f":"IF($BA28<>\"\",IF(INDIRECT(\"Measures!\"&BU$2&$BA28)<>\"\",INDIRECT(\"Measures!\"&BU$2&$BA28),\"\"),\"\")","v":""},{"$f":"IF($BA28<>\"\",IF(INDIRECT(\"Measures!\"&BV$2&$BA28)<>\"\",INDIRECT(\"Measures!\"&BV$2&$BA28),\"\"),\"\")","v":""},{"$f":"IF($BA28<>\"\",IF(INDIRECT(\"Measures!\"&BW$2&$BA28)<>\"\",INDIRECT(\"Measures!\"&BW$2&$BA28),\"\"),\"\")","v":""},{"$f":"IF($BA28<>\"\",IF(INDIRECT(\"Measures!\"&BX$2&$BA28)<>\"\",INDIRECT(\"Measures!\"&BX$2&$BA28),\"\"),\"\")","v":""},{"$f":"IF($BA28<>\"\",IF(INDIRECT(\"Measures!\"&BY$2&$BA28)<>\"\",INDIRECT(\"Measures!\"&BY$2&$BA28),\"\"),\"\")","v":""},{"$f":"IF($BA28<>\"\",IF(INDIRECT(\"Measures!\"&BZ$2&$BA28)<>\"\",INDIRECT(\"Measures!\"&BZ$2&$BA28),\"\"),\"\")","v":""},{"$f":"IF($BA28<>\"\",IF(INDIRECT(\"Measures!\"&CA$2&$BA28)<>\"\",INDIRECT(\"Measures!\"&CA$2&$BA28),\"\"),\"\")","v":""},{"$f":"IF($BA28<>\"\",IF(INDIRECT(\"Measures!\"&CB$2&$BA28)<>\"\",INDIRECT(\"Measures!\"&CB$2&$BA28),\"\"),\"\")","v":""},{"$f":"IF($BA28<>\"\",IF(INDIRECT(\"Measures!\"&CC$2&$BA28)<>\"\",INDIRECT(\"Measures!\"&CC$2&$BA28),\"\"),\"\")","v":""},{"$f":"IF($BA28<>\"\",IF(INDIRECT(\"Measures!\"&CD$2&$BA28)<>\"\",INDIRECT(\"Measures!\"&CD$2&$BA28),\"\"),\"\")","v":""},{"$f":"IF($BA28<>\"\",IF(INDIRECT(\"Measures!\"&CE$2&$BA28)<>\"\",INDIRECT(\"Measures!\"&CE$2&$BA28),\"\"),\"\")","v":""},{"$f":"IF($BA28<>\"\",IF(INDIRECT(\"Measures!\"&CF$2&$BA28)<>\"\",INDIRECT(\"Measures!\"&CF$2&$BA28),\"\"),\"\")","v":""},{"$f":"IF($BA28<>\"\",IF(INDIRECT(\"Measures!\"&CG$2&$BA28)<>\"\",INDIRECT(\"Measures!\"&CG$2&$BA28),\"\"),\"\")","v":""},{"$f":"INDEX('Measure Descriptions'!$A$10:$A$46,MATCH(Map_Gas_Fin[[#This Row],[Measure]],'Measure Descriptions'!$B$10:$B$46,0))","v":""},{"$f":"IF($BA28<>\"\",IF(VLOOKUP(Map_Gas_Fin[[#This Row],[Measure]],'Measure Descriptions'!$B$10:$H$46,CI$2,FALSE)<>\"\",VLOOKUP(Map_Gas_Fin[[#This Row],[Measure]],'Measure Descriptions'!$B$10:$H$46,CI$2,FALSE),\"\"),\"\")","v":""},{"$f":"IF($BA28<>\"\",IF(VLOOKUP(Map_Gas_Fin[[#This Row],[Measure]],'Measure Descriptions'!$B$10:$H$46,CJ$2,FALSE)<>\"\",VLOOKUP(Map_Gas_Fin[[#This Row],[Measure]],'Measure Descriptions'!$B$10:$H$46,CJ$2,FALSE),\"\"),\"\")","v":""},{"$f":"IF($BA28<>\"\",IF(VLOOKUP(Map_Gas_Fin[[#This Row],[Measure]],'Measure Descriptions'!$B$10:$H$46,CK$2,FALSE)<>\"\",VLOOKUP(Map_Gas_Fin[[#This Row],[Measure]],'Measure Descriptions'!$B$10:$H$46,CK$2,FALSE),\"\"),\"\")","v":""},{"$f":"IF($BA28<>\"\",IF(VLOOKUP(Map_Gas_Fin[[#This Row],[Measure]],'Measure Descriptions'!$B$10:$H$46,CL$2,FALSE)<>\"\",VLOOKUP(Map_Gas_Fin[[#This Row],[Measure]],'Measure Descriptions'!$B$10:$H$46,CL$2,FALSE),\"\"),\"\")","v":""},{"$f":"IF($BA28<>\"\",IF(VLOOKUP(Map_Gas_Fin[[#This Row],[Measure]],'Measure Descriptions'!$B$10:$H$46,CM$2,FALSE)<>\"\",VLOOKUP(Map_Gas_Fin[[#This Row],[Measure]],'Measure Descriptions'!$B$10:$H$46,CM$2,FALSE),\"\"),\"\")","v":""},{"$f":"IF($BA28<>\"\",IF(VLOOKUP(Map_Gas_Fin[[#This Row],[Measure]],'Measure Descriptions'!$B$10:$H$46,CN$2,FALSE)<>\"\",VLOOKUP(Map_Gas_Fin[[#This Row],[Measure]],'Measure Descriptions'!$B$10:$H$46,CN$2,FALSE),\"\"),\"\")","v":""},{"$f":"IF($BA28<>\"\",IF(INDIRECT(\"Measures!\"&CO$2&$BA28)<>\"\",INDIRECT(\"Measures!\"&CO$2&$BA28),\"\"),\"\")","v":""}]
[null,null,"","",{"$f":"IF($B29<>\"\",IF(INDIRECT(\"Measures!\"&E$2&$B29)<>\"\",INDIRECT(\"Measures!\"&E$2&$B29),\"\"),\"\")","v":""},{"$f":"IF($B29<>\"\",IF(INDIRECT(\"Measures!\"&F$2&$B29)<>\"\",INDIRECT(\"Measures!\"&F$2&$B29),\"\"),\"\")","v":""},{"$f":"IF($B29<>\"\",IF(INDIRECT(\"Measures!\"&G$2&$B29)<>\"\",INDIRECT(\"Measures!\"&G$2&$B29),\"\"),\"\")","v":""},{"$f":"IF($B29<>\"\",IF(INDIRECT(\"Measures!\"&H$2&$B29)<>\"\",INDIRECT(\"Measures!\"&H$2&$B29),\"\"),\"\")","v":""},{"$f":"IF($B29<>\"\",IF(INDIRECT(\"Measures!\"&I$2&$B29)<>\"\",INDIRECT(\"Measures!\"&I$2&$B29),\"\"),\"\")","v":""},{"$f":"IF($B29<>\"\",IF(INDIRECT(\"Measures!\"&J$2&$B29)<>\"\",INDIRECT(\"Measures!\"&J$2&$B29),\"\"),\"\")","v":""},{"$f":"IF($B29<>\"\",IF(INDIRECT(\"Measures!\"&K$2&$B29)<>\"\",INDIRECT(\"Measures!\"&K$2&$B29),\"\"),\"\")","v":""},{"$f":"IF($B29<>\"\",IF(INDIRECT(\"Measures!\"&L$2&$B29)<>\"\",INDIRECT(\"Measures!\"&L$2&$B29),\"\"),\"\")","v":""},{"$f":"IF($B29<>\"\",IF(INDIRECT(\"Measures!\"&M$2&$B29)<>\"\",INDIRECT(\"Measures!\"&M$2&$B29),\"\"),\"\")","v":""},{"$f":"IF($B29<>\"\",IF(INDIRECT(\"Measures!\"&N$2&$B29)<>\"\",INDIRECT(\"Measures!\"&N$2&$B29),\"\"),\"\")","v":""},{"$f":"IF($B29<>\"\",IF(INDIRECT(\"Measures!\"&O$2&$B29)<>\"\",INDIRECT(\"Measures!\"&O$2&$B29),\"\"),\"\")","v":""},{"$f":"IF($B29<>\"\",IF(INDIRECT(\"Measures!\"&P$2&$B29)<>\"\",INDIRECT(\"Measures!\"&P$2&$B29),\"\"),\"\")","v":""},{"$f":"IF($B29<>\"\",IF(INDIRECT(\"Measures!\"&Q$2&$B29)<>\"\",INDIRECT(\"Measures!\"&Q$2&$B29),\"\"),\"\")","v":""},{"$f":"IF($B29<>\"\",IF(INDIRECT(\"Measures!\"&R$2&$B29)<>\"\",INDIRECT(\"Measures!\"&R$2&$B29),\"\"),\"\")","v":""},{"$f":"IF($B29<>\"\",IF(INDIRECT(\"Measures!\"&S$2&$B29)<>\"\",INDIRECT(\"Measures!\"&S$2&$B29),\"\"),\"\")","v":""},{"$f":"IF($B29<>\"\",IF(INDIRECT(\"Measures!\"&T$2&$B29)<>\"\",INDIRECT(\"Measures!\"&T$2&$B29),\"\"),\"\")","v":""},{"$f":"IF($B29<>\"\",IF(INDIRECT(\"Measures!\"&U$2&$B29)<>\"\",INDIRECT(\"Measures!\"&U$2&$B29),\"\"),\"\")","v":""},{"$f":"IF($B29<>\"\",IF(INDIRECT(\"Measures!\"&V$2&$B29)<>\"\",INDIRECT(\"Measures!\"&V$2&$B29),\"\"),\"\")","v":""},{"$f":"IF($B29<>\"\",IF(INDIRECT(\"Measures!\"&W$2&$B29)<>\"\",INDIRECT(\"Measures!\"&W$2&$B29),\"\"),\"\")","v":""},{"$f":"IF($B29<>\"\",IF(INDIRECT(\"Measures!\"&X$2&$B29)<>\"\",INDIRECT(\"Measures!\"&X$2&$B29),\"\"),\"\")","v":""},{"$f":"IF($B29<>\"\",IF(INDIRECT(\"Measures!\"&Y$2&$B29)<>\"\",INDIRECT(\"Measures!\"&Y$2&$B29),\"\"),\"\")","v":""},{"$f":"IF($B29<>\"\",IF(INDIRECT(\"Measures!\"&Z$2&$B29)<>\"\",INDIRECT(\"Measures!\"&Z$2&$B29),\"\"),\"\")","v":""},{"$f":"IF($B29<>\"\",IF(INDIRECT(\"Measures!\"&AA$2&$B29)<>\"\",INDIRECT(\"Measures!\"&AA$2&$B29),\"\"),\"\")","v":""},{"$f":"IF($B29<>\"\",IF(INDIRECT(\"Measures!\"&AB$2&$B29)<>\"\",INDIRECT(\"Measures!\"&AB$2&$B29),\"\"),\"\")","v":""},{"$f":"IF($B29<>\"\",IF(INDIRECT(\"Measures!\"&AC$2&$B29)<>\"\",INDIRECT(\"Measures!\"&AC$2&$B29),\"\"),\"\")","v":""},{"$f":"IF($B29<>\"\",IF(INDIRECT(\"Measures!\"&AD$2&$B29)<>\"\",INDIRECT(\"Measures!\"&AD$2&$B29),\"\"),\"\")","v":""},{"$f":"IF($B29<>\"\",IF(INDIRECT(\"Measures!\"&AE$2&$B29)<>\"\",INDIRECT(\"Measures!\"&AE$2&$B29),\"\"),\"\")","v":""},{"$f":"IF($B29<>\"\",IF(INDIRECT(\"Measures!\"&AF$2&$B29)<>\"\",INDIRECT(\"Measures!\"&AF$2&$B29),\"\"),\"\")","v":""},{"$f":"IF($B29<>\"\",IF(INDIRECT(\"Measures!\"&AG$2&$B29)<>\"\",INDIRECT(\"Measures!\"&AG$2&$B29),\"\"),\"\")","v":""},{"$f":"IF($B29<>\"\",IF(INDIRECT(\"Measures!\"&AH$2&$B29)<>\"\",INDIRECT(\"Measures!\"&AH$2&$B29),\"\"),\"\")","v":""},{"$f":"INDEX('Measure Descriptions'!$A$10:$A$46,MATCH(Map_Elec_Fin[[#This Row],[Measure]],'Measure Descriptions'!$B$10:$B$46,0))","v":""},{"$f":"IF($B29<>\"\",IF(VLOOKUP(Map_Elec_Fin[[#This Row],[Measure]],'Measure Descriptions'!$B$10:$H$46,AJ$2,FALSE)<>\"\",VLOOKUP(Map_Elec_Fin[[#This Row],[Measure]],'Measure Descriptions'!$B$10:$H$46,AJ$2,FALSE),\"\"),\"\")","v":""},{"$f":"IF($B29<>\"\",IF(VLOOKUP(Map_Elec_Fin[[#This Row],[Measure]],'Measure Descriptions'!$B$10:$H$46,AK$2,FALSE)<>\"\",VLOOKUP(Map_Elec_Fin[[#This Row],[Measure]],'Measure Descriptions'!$B$10:$H$46,AK$2,FALSE),\"\"),\"\")","v":""},{"$f":"IF($B29<>\"\",IF(VLOOKUP(Map_Elec_Fin[[#This Row],[Measure]],'Measure Descriptions'!$B$10:$H$46,AL$2,FALSE)<>\"\",VLOOKUP(Map_Elec_Fin[[#This Row],[Measure]],'Measure Descriptions'!$B$10:$H$46,AL$2,FALSE),\"\"),\"\")","v":""},{"$f":"IF($B29<>\"\",IF(VLOOKUP(Map_Elec_Fin[[#This Row],[Measure]],'Measure Descriptions'!$B$10:$H$46,AM$2,FALSE)<>\"\",VLOOKUP(Map_Elec_Fin[[#This Row],[Measure]],'Measure Descriptions'!$B$10:$H$46,AM$2,FALSE),\"\"),\"\")","v":""},{"$f":"IF($B29<>\"\",IF(VLOOKUP(Map_Elec_Fin[[#This Row],[Measure]],'Measure Descriptions'!$B$10:$H$46,AN$2,FALSE)<>\"\",VLOOKUP(Map_Elec_Fin[[#This Row],[Measure]],'Measure Descriptions'!$B$10:$H$46,AN$2,FALSE),\"\"),\"\")","v":""},{"$f":"IF($B29<>\"\",IF(VLOOKUP(Map_Elec_Fin[[#This Row],[Measure]],'Measure Descriptions'!$B$10:$H$46,AO$2,FALSE)<>\"\",VLOOKUP(Map_Elec_Fin[[#This Row],[Measure]],'Measure Descriptions'!$B$10:$H$46,AO$2,FALSE),\"\"),\"\")","v":""},{"$f":"IF($B29<>\"\",IF(INDIRECT(\"Measures!\"&AP$2&$B29)<>\"\",INDIRECT(\"Measures!\"&AP$2&$B29),\"\"),\"\")","v":""},null,null,null,null,null,null,null,null,null,null,null,"","",{"$f":"IF($BA29<>\"\",IF(INDIRECT(\"Measures!\"&BD$2&$BA29)<>\"\",INDIRECT(\"Measures!\"&BD$2&$BA29),\"\"),\"\")","v":""},{"$f":"IF($BA29<>\"\",IF(INDIRECT(\"Measures!\"&BE$2&$BA29)<>\"\",INDIRECT(\"Measures!\"&BE$2&$BA29),\"\"),\"\")","v":""},{"$f":"IF($BA29<>\"\",IF(INDIRECT(\"Measures!\"&BF$2&$BA29)<>\"\",INDIRECT(\"Measures!\"&BF$2&$BA29),\"\"),\"\")","v":""},{"$f":"IF($BA29<>\"\",IF(INDIRECT(\"Measures!\"&BG$2&$BA29)<>\"\",INDIRECT(\"Measures!\"&BG$2&$BA29),\"\"),\"\")","v":""},{"$f":"IF($BA29<>\"\",IF(INDIRECT(\"Measures!\"&BH$2&$BA29)<>\"\",INDIRECT(\"Measures!\"&BH$2&$BA29),\"\"),\"\")","v":""},{"$f":"IF($BA29<>\"\",IF(INDIRECT(\"Measures!\"&BI$2&$BA29)<>\"\",INDIRECT(\"Measures!\"&BI$2&$BA29),\"\"),\"\")","v":""},{"$f":"IF($BA29<>\"\",IF(INDIRECT(\"Measures!\"&BJ$2&$BA29)<>\"\",INDIRECT(\"Measures!\"&BJ$2&$BA29),\"\"),\"\")","v":""},{"$f":"IF($BA29<>\"\",IF(INDIRECT(\"Measures!\"&BK$2&$BA29)<>\"\",INDIRECT(\"Measures!\"&BK$2&$BA29),\"\"),\"\")","v":""},{"$f":"IF($BA29<>\"\",IF(INDIRECT(\"Measures!\"&BL$2&$BA29)<>\"\",INDIRECT(\"Measures!\"&BL$2&$BA29),\"\"),\"\")","v":""},{"$f":"IF($BA29<>\"\",IF(INDIRECT(\"Measures!\"&BM$2&$BA29)<>\"\",INDIRECT(\"Measures!\"&BM$2&$BA29),\"\"),\"\")","v":""},{"$f":"IF($BA29<>\"\",IF(INDIRECT(\"Measures!\"&BN$2&$BA29)<>\"\",INDIRECT(\"Measures!\"&BN$2&$BA29),\"\"),\"\")","v":""},{"$f":"IF($BA29<>\"\",IF(INDIRECT(\"Measures!\"&BO$2&$BA29)<>\"\",INDIRECT(\"Measures!\"&BO$2&$BA29),\"\"),\"\")","v":""},{"$f":"IF($BA29<>\"\",IF(INDIRECT(\"Measures!\"&BP$2&$BA29)<>\"\",INDIRECT(\"Measures!\"&BP$2&$BA29),\"\"),\"\")","v":""},{"$f":"IF($BA29<>\"\",IF(INDIRECT(\"Measures!\"&BQ$2&$BA29)<>\"\",INDIRECT(\"Measures!\"&BQ$2&$BA29),\"\"),\"\")","v":""},{"$f":"IF($BA29<>\"\",IF(INDIRECT(\"Measures!\"&BR$2&$BA29)<>\"\",INDIRECT(\"Measures!\"&BR$2&$BA29),\"\"),\"\")","v":""},{"$f":"IF($BA29<>\"\",IF(INDIRECT(\"Measures!\"&BS$2&$BA29)<>\"\",INDIRECT(\"Measures!\"&BS$2&$BA29),\"\"),\"\")","v":""},{"$f":"IF($BA29<>\"\",IF(INDIRECT(\"Measures!\"&BT$2&$BA29)<>\"\",INDIRECT(\"Measures!\"&BT$2&$BA29),\"\"),\"\")","v":""},{"$f":"IF($BA29<>\"\",IF(INDIRECT(\"Measures!\"&BU$2&$BA29)<>\"\",INDIRECT(\"Measures!\"&BU$2&$BA29),\"\"),\"\")","v":""},{"$f":"IF($BA29<>\"\",IF(INDIRECT(\"Measures!\"&BV$2&$BA29)<>\"\",INDIRECT(\"Measures!\"&BV$2&$BA29),\"\"),\"\")","v":""},{"$f":"IF($BA29<>\"\",IF(INDIRECT(\"Measures!\"&BW$2&$BA29)<>\"\",INDIRECT(\"Measures!\"&BW$2&$BA29),\"\"),\"\")","v":""},{"$f":"IF($BA29<>\"\",IF(INDIRECT(\"Measures!\"&BX$2&$BA29)<>\"\",INDIRECT(\"Measures!\"&BX$2&$BA29),\"\"),\"\")","v":""},{"$f":"IF($BA29<>\"\",IF(INDIRECT(\"Measures!\"&BY$2&$BA29)<>\"\",INDIRECT(\"Measures!\"&BY$2&$BA29),\"\"),\"\")","v":""},{"$f":"IF($BA29<>\"\",IF(INDIRECT(\"Measures!\"&BZ$2&$BA29)<>\"\",INDIRECT(\"Measures!\"&BZ$2&$BA29),\"\"),\"\")","v":""},{"$f":"IF($BA29<>\"\",IF(INDIRECT(\"Measures!\"&CA$2&$BA29)<>\"\",INDIRECT(\"Measures!\"&CA$2&$BA29),\"\"),\"\")","v":""},{"$f":"IF($BA29<>\"\",IF(INDIRECT(\"Measures!\"&CB$2&$BA29)<>\"\",INDIRECT(\"Measures!\"&CB$2&$BA29),\"\"),\"\")","v":""},{"$f":"IF($BA29<>\"\",IF(INDIRECT(\"Measures!\"&CC$2&$BA29)<>\"\",INDIRECT(\"Measures!\"&CC$2&$BA29),\"\"),\"\")","v":""},{"$f":"IF($BA29<>\"\",IF(INDIRECT(\"Measures!\"&CD$2&$BA29)<>\"\",INDIRECT(\"Measures!\"&CD$2&$BA29),\"\"),\"\")","v":""},{"$f":"IF($BA29<>\"\",IF(INDIRECT(\"Measures!\"&CE$2&$BA29)<>\"\",INDIRECT(\"Measures!\"&CE$2&$BA29),\"\"),\"\")","v":""},{"$f":"IF($BA29<>\"\",IF(INDIRECT(\"Measures!\"&CF$2&$BA29)<>\"\",INDIRECT(\"Measures!\"&CF$2&$BA29),\"\"),\"\")","v":""},{"$f":"IF($BA29<>\"\",IF(INDIRECT(\"Measures!\"&CG$2&$BA29)<>\"\",INDIRECT(\"Measures!\"&CG$2&$BA29),\"\"),\"\")","v":""},{"$f":"INDEX('Measure Descriptions'!$A$10:$A$46,MATCH(Map_Gas_Fin[[#This Row],[Measure]],'Measure Descriptions'!$B$10:$B$46,0))","v":""},{"$f":"IF($BA29<>\"\",IF(VLOOKUP(Map_Gas_Fin[[#This Row],[Measure]],'Measure Descriptions'!$B$10:$H$46,CI$2,FALSE)<>\"\",VLOOKUP(Map_Gas_Fin[[#This Row],[Measure]],'Measure Descriptions'!$B$10:$H$46,CI$2,FALSE),\"\"),\"\")","v":""},{"$f":"IF($BA29<>\"\",IF(VLOOKUP(Map_Gas_Fin[[#This Row],[Measure]],'Measure Descriptions'!$B$10:$H$46,CJ$2,FALSE)<>\"\",VLOOKUP(Map_Gas_Fin[[#This Row],[Measure]],'Measure Descriptions'!$B$10:$H$46,CJ$2,FALSE),\"\"),\"\")","v":""},{"$f":"IF($BA29<>\"\",IF(VLOOKUP(Map_Gas_Fin[[#This Row],[Measure]],'Measure Descriptions'!$B$10:$H$46,CK$2,FALSE)<>\"\",VLOOKUP(Map_Gas_Fin[[#This Row],[Measure]],'Measure Descriptions'!$B$10:$H$46,CK$2,FALSE),\"\"),\"\")","v":""},{"$f":"IF($BA29<>\"\",IF(VLOOKUP(Map_Gas_Fin[[#This Row],[Measure]],'Measure Descriptions'!$B$10:$H$46,CL$2,FALSE)<>\"\",VLOOKUP(Map_Gas_Fin[[#This Row],[Measure]],'Measure Descriptions'!$B$10:$H$46,CL$2,FALSE),\"\"),\"\")","v":""},{"$f":"IF($BA29<>\"\",IF(VLOOKUP(Map_Gas_Fin[[#This Row],[Measure]],'Measure Descriptions'!$B$10:$H$46,CM$2,FALSE)<>\"\",VLOOKUP(Map_Gas_Fin[[#This Row],[Measure]],'Measure Descriptions'!$B$10:$H$46,CM$2,FALSE),\"\"),\"\")","v":""},{"$f":"IF($BA29<>\"\",IF(VLOOKUP(Map_Gas_Fin[[#This Row],[Measure]],'Measure Descriptions'!$B$10:$H$46,CN$2,FALSE)<>\"\",VLOOKUP(Map_Gas_Fin[[#This Row],[Measure]],'Measure Descriptions'!$B$10:$H$46,CN$2,FALSE),\"\"),\"\")","v":""},{"$f":"IF($BA29<>\"\",IF(INDIRECT(\"Measures!\"&CO$2&$BA29)<>\"\",INDIRECT(\"Measures!\"&CO$2&$BA29),\"\"),\"\")","v":""}]
[null,null,"","",{"$f":"IF($B30<>\"\",IF(INDIRECT(\"Measures!\"&E$2&$B30)<>\"\",INDIRECT(\"Measures!\"&E$2&$B30),\"\"),\"\")","v":""},{"$f":"IF($B30<>\"\",IF(INDIRECT(\"Measures!\"&F$2&$B30)<>\"\",INDIRECT(\"Measures!\"&F$2&$B30),\"\"),\"\")","v":""},{"$f":"IF($B30<>\"\",IF(INDIRECT(\"Measures!\"&G$2&$B30)<>\"\",INDIRECT(\"Measures!\"&G$2&$B30),\"\"),\"\")","v":""},{"$f":"IF($B30<>\"\",IF(INDIRECT(\"Measures!\"&H$2&$B30)<>\"\",INDIRECT(\"Measures!\"&H$2&$B30),\"\"),\"\")","v":""},{"$f":"IF($B30<>\"\",IF(INDIRECT(\"Measures!\"&I$2&$B30)<>\"\",INDIRECT(\"Measures!\"&I$2&$B30),\"\"),\"\")","v":""},{"$f":"IF($B30<>\"\",IF(INDIRECT(\"Measures!\"&J$2&$B30)<>\"\",INDIRECT(\"Measures!\"&J$2&$B30),\"\"),\"\")","v":""},{"$f":"IF($B30<>\"\",IF(INDIRECT(\"Measures!\"&K$2&$B30)<>\"\",INDIRECT(\"Measures!\"&K$2&$B30),\"\"),\"\")","v":""},{"$f":"IF($B30<>\"\",IF(INDIRECT(\"Measures!\"&L$2&$B30)<>\"\",INDIRECT(\"Measures!\"&L$2&$B30),\"\"),\"\")","v":""},{"$f":"IF($B30<>\"\",IF(INDIRECT(\"Measures!\"&M$2&$B30)<>\"\",INDIRECT(\"Measures!\"&M$2&$B30),\"\"),\"\")","v":""},{"$f":"IF($B30<>\"\",IF(INDIRECT(\"Measures!\"&N$2&$B30)<>\"\",INDIRECT(\"Measures!\"&N$2&$B30),\"\"),\"\")","v":""},{"$f":"IF($B30<>\"\",IF(INDIRECT(\"Measures!\"&O$2&$B30)<>\"\",INDIRECT(\"Measures!\"&O$2&$B30),\"\"),\"\")","v":""},{"$f":"IF($B30<>\"\",IF(INDIRECT(\"Measures!\"&P$2&$B30)<>\"\",INDIRECT(\"Measures!\"&P$2&$B30),\"\"),\"\")","v":""},{"$f":"IF($B30<>\"\",IF(INDIRECT(\"Measures!\"&Q$2&$B30)<>\"\",INDIRECT(\"Measures!\"&Q$2&$B30),\"\"),\"\")","v":""},{"$f":"IF($B30<>\"\",IF(INDIRECT(\"Measures!\"&R$2&$B30)<>\"\",INDIRECT(\"Measures!\"&R$2&$B30),\"\"),\"\")","v":""},{"$f":"IF($B30<>\"\",IF(INDIRECT(\"Measures!\"&S$2&$B30)<>\"\",INDIRECT(\"Measures!\"&S$2&$B30),\"\"),\"\")","v":""},{"$f":"IF($B30<>\"\",IF(INDIRECT(\"Measures!\"&T$2&$B30)<>\"\",INDIRECT(\"Measures!\"&T$2&$B30),\"\"),\"\")","v":""},{"$f":"IF($B30<>\"\",IF(INDIRECT(\"Measures!\"&U$2&$B30)<>\"\",INDIRECT(\"Measures!\"&U$2&$B30),\"\"),\"\")","v":""},{"$f":"IF($B30<>\"\",IF(INDIRECT(\"Measures!\"&V$2&$B30)<>\"\",INDIRECT(\"Measures!\"&V$2&$B30),\"\"),\"\")","v":""},{"$f":"IF($B30<>\"\",IF(INDIRECT(\"Measures!\"&W$2&$B30)<>\"\",INDIRECT(\"Measures!\"&W$2&$B30),\"\"),\"\")","v":""},{"$f":"IF($B30<>\"\",IF(INDIRECT(\"Measures!\"&X$2&$B30)<>\"\",INDIRECT(\"Measures!\"&X$2&$B30),\"\"),\"\")","v":""},{"$f":"IF($B30<>\"\",IF(INDIRECT(\"Measures!\"&Y$2&$B30)<>\"\",INDIRECT(\"Measures!\"&Y$2&$B30),\"\"),\"\")","v":""},{"$f":"IF($B30<>\"\",IF(INDIRECT(\"Measures!\"&Z$2&$B30)<>\"\",INDIRECT(\"Measures!\"&Z$2&$B30),\"\"),\"\")","v":""},{"$f":"IF($B30<>\"\",IF(INDIRECT(\"Measures!\"&AA$2&$B30)<>\"\",INDIRECT(\"Measures!\"&AA$2&$B30),\"\"),\"\")","v":""},{"$f":"IF($B30<>\"\",IF(INDIRECT(\"Measures!\"&AB$2&$B30)<>\"\",INDIRECT(\"Measures!\"&AB$2&$B30),\"\"),\"\")","v":""},{"$f":"IF($B30<>\"\",IF(INDIRECT(\"Measures!\"&AC$2&$B30)<>\"\",INDIRECT(\"Measures!\"&AC$2&$B30),\"\"),\"\")","v":""},{"$f":"IF($B30<>\"\",IF(INDIRECT(\"Measures!\"&AD$2&$B30)<>\"\",INDIRECT(\"Measures!\"&AD$2&$B30),\"\"),\"\")","v":""},{"$f":"IF($B30<>\"\",IF(INDIRECT(\"Measures!\"&AE$2&$B30)<>\"\",INDIRECT(\"Measures!\"&AE$2&$B30),\"\"),\"\")","v":""},{"$f":"IF($B30<>\"\",IF(INDIRECT(\"Measures!\"&AF$2&$B30)<>\"\",INDIRECT(\"Measures!\"&AF$2&$B30),\"\"),\"\")","v":""},{"$f":"IF($B30<>\"\",IF(INDIRECT(\"Measures!\"&AG$2&$B30)<>\"\",INDIRECT(\"Measures!\"&AG$2&$B30),\"\"),\"\")","v":""},{"$f":"IF($B30<>\"\",IF(INDIRECT(\"Measures!\"&AH$2&$B30)<>\"\",INDIRECT(\"Measures!\"&AH$2&$B30),\"\"),\"\")","v":""},{"$f":"INDEX('Measure Descriptions'!$A$10:$A$46,MATCH(Map_Elec_Fin[[#This Row],[Measure]],'Measure Descriptions'!$B$10:$B$46,0))","v":""},{"$f":"IF($B30<>\"\",IF(VLOOKUP(Map_Elec_Fin[[#This Row],[Measure]],'Measure Descriptions'!$B$10:$H$46,AJ$2,FALSE)<>\"\",VLOOKUP(Map_Elec_Fin[[#This Row],[Measure]],'Measure Descriptions'!$B$10:$H$46,AJ$2,FALSE),\"\"),\"\")","v":""},{"$f":"IF($B30<>\"\",IF(VLOOKUP(Map_Elec_Fin[[#This Row],[Measure]],'Measure Descriptions'!$B$10:$H$46,AK$2,FALSE)<>\"\",VLOOKUP(Map_Elec_Fin[[#This Row],[Measure]],'Measure Descriptions'!$B$10:$H$46,AK$2,FALSE),\"\"),\"\")","v":""},{"$f":"IF($B30<>\"\",IF(VLOOKUP(Map_Elec_Fin[[#This Row],[Measure]],'Measure Descriptions'!$B$10:$H$46,AL$2,FALSE)<>\"\",VLOOKUP(Map_Elec_Fin[[#This Row],[Measure]],'Measure Descriptions'!$B$10:$H$46,AL$2,FALSE),\"\"),\"\")","v":""},{"$f":"IF($B30<>\"\",IF(VLOOKUP(Map_Elec_Fin[[#This Row],[Measure]],'Measure Descriptions'!$B$10:$H$46,AM$2,FALSE)<>\"\",VLOOKUP(Map_Elec_Fin[[#This Row],[Measure]],'Measure Descriptions'!$B$10:$H$46,AM$2,FALSE),\"\"),\"\")","v":""},{"$f":"IF($B30<>\"\",IF(VLOOKUP(Map_Elec_Fin[[#This Row],[Measure]],'Measure Descriptions'!$B$10:$H$46,AN$2,FALSE)<>\"\",VLOOKUP(Map_Elec_Fin[[#This Row],[Measure]],'Measure Descriptions'!$B$10:$H$46,AN$2,FALSE),\"\"),\"\")","v":""},{"$f":"IF($B30<>\"\",IF(VLOOKUP(Map_Elec_Fin[[#This Row],[Measure]],'Measure Descriptions'!$B$10:$H$46,AO$2,FALSE)<>\"\",VLOOKUP(Map_Elec_Fin[[#This Row],[Measure]],'Measure Descriptions'!$B$10:$H$46,AO$2,FALSE),\"\"),\"\")","v":""},{"$f":"IF($B30<>\"\",IF(INDIRECT(\"Measures!\"&AP$2&$B30)<>\"\",INDIRECT(\"Measures!\"&AP$2&$B30),\"\"),\"\")","v":""},null,null,null,null,null,null,null,null,null,null,null,"","",{"$f":"IF($BA30<>\"\",IF(INDIRECT(\"Measures!\"&BD$2&$BA30)<>\"\",INDIRECT(\"Measures!\"&BD$2&$BA30),\"\"),\"\")","v":""},{"$f":"IF($BA30<>\"\",IF(INDIRECT(\"Measures!\"&BE$2&$BA30)<>\"\",INDIRECT(\"Measures!\"&BE$2&$BA30),\"\"),\"\")","v":""},{"$f":"IF($BA30<>\"\",IF(INDIRECT(\"Measures!\"&BF$2&$BA30)<>\"\",INDIRECT(\"Measures!\"&BF$2&$BA30),\"\"),\"\")","v":""},{"$f":"IF($BA30<>\"\",IF(INDIRECT(\"Measures!\"&BG$2&$BA30)<>\"\",INDIRECT(\"Measures!\"&BG$2&$BA30),\"\"),\"\")","v":""},{"$f":"IF($BA30<>\"\",IF(INDIRECT(\"Measures!\"&BH$2&$BA30)<>\"\",INDIRECT(\"Measures!\"&BH$2&$BA30),\"\"),\"\")","v":""},{"$f":"IF($BA30<>\"\",IF(INDIRECT(\"Measures!\"&BI$2&$BA30)<>\"\",INDIRECT(\"Measures!\"&BI$2&$BA30),\"\"),\"\")","v":""},{"$f":"IF($BA30<>\"\",IF(INDIRECT(\"Measures!\"&BJ$2&$BA30)<>\"\",INDIRECT(\"Measures!\"&BJ$2&$BA30),\"\"),\"\")","v":""},{"$f":"IF($BA30<>\"\",IF(INDIRECT(\"Measures!\"&BK$2&$BA30)<>\"\",INDIRECT(\"Measures!\"&BK$2&$BA30),\"\"),\"\")","v":""},{"$f":"IF($BA30<>\"\",IF(INDIRECT(\"Measures!\"&BL$2&$BA30)<>\"\",INDIRECT(\"Measures!\"&BL$2&$BA30),\"\"),\"\")","v":""},{"$f":"IF($BA30<>\"\",IF(INDIRECT(\"Measures!\"&BM$2&$BA30)<>\"\",INDIRECT(\"Measures!\"&BM$2&$BA30),\"\"),\"\")","v":""},{"$f":"IF($BA30<>\"\",IF(INDIRECT(\"Measures!\"&BN$2&$BA30)<>\"\",INDIRECT(\"Measures!\"&BN$2&$BA30),\"\"),\"\")","v":""},{"$f":"IF($BA30<>\"\",IF(INDIRECT(\"Measures!\"&BO$2&$BA30)<>\"\",INDIRECT(\"Measures!\"&BO$2&$BA30),\"\"),\"\")","v":""},{"$f":"IF($BA30<>\"\",IF(INDIRECT(\"Measures!\"&BP$2&$BA30)<>\"\",INDIRECT(\"Measures!\"&BP$2&$BA30),\"\"),\"\")","v":""},{"$f":"IF($BA30<>\"\",IF(INDIRECT(\"Measures!\"&BQ$2&$BA30)<>\"\",INDIRECT(\"Measures!\"&BQ$2&$BA30),\"\"),\"\")","v":""},{"$f":"IF($BA30<>\"\",IF(INDIRECT(\"Measures!\"&BR$2&$BA30)<>\"\",INDIRECT(\"Measures!\"&BR$2&$BA30),\"\"),\"\")","v":""},{"$f":"IF($BA30<>\"\",IF(INDIRECT(\"Measures!\"&BS$2&$BA30)<>\"\",INDIRECT(\"Measures!\"&BS$2&$BA30),\"\"),\"\")","v":""},{"$f":"IF($BA30<>\"\",IF(INDIRECT(\"Measures!\"&BT$2&$BA30)<>\"\",INDIRECT(\"Measures!\"&BT$2&$BA30),\"\"),\"\")","v":""},{"$f":"IF($BA30<>\"\",IF(INDIRECT(\"Measures!\"&BU$2&$BA30)<>\"\",INDIRECT(\"Measures!\"&BU$2&$BA30),\"\"),\"\")","v":""},{"$f":"IF($BA30<>\"\",IF(INDIRECT(\"Measures!\"&BV$2&$BA30)<>\"\",INDIRECT(\"Measures!\"&BV$2&$BA30),\"\"),\"\")","v":""},{"$f":"IF($BA30<>\"\",IF(INDIRECT(\"Measures!\"&BW$2&$BA30)<>\"\",INDIRECT(\"Measures!\"&BW$2&$BA30),\"\"),\"\")","v":""},{"$f":"IF($BA30<>\"\",IF(INDIRECT(\"Measures!\"&BX$2&$BA30)<>\"\",INDIRECT(\"Measures!\"&BX$2&$BA30),\"\"),\"\")","v":""},{"$f":"IF($BA30<>\"\",IF(INDIRECT(\"Measures!\"&BY$2&$BA30)<>\"\",INDIRECT(\"Measures!\"&BY$2&$BA30),\"\"),\"\")","v":""},{"$f":"IF($BA30<>\"\",IF(INDIRECT(\"Measures!\"&BZ$2&$BA30)<>\"\",INDIRECT(\"Measures!\"&BZ$2&$BA30),\"\"),\"\")","v":""},{"$f":"IF($BA30<>\"\",IF(INDIRECT(\"Measures!\"&CA$2&$BA30)<>\"\",INDIRECT(\"Measures!\"&CA$2&$BA30),\"\"),\"\")","v":""},{"$f":"IF($BA30<>\"\",IF(INDIRECT(\"Measures!\"&CB$2&$BA30)<>\"\",INDIRECT(\"Measures!\"&CB$2&$BA30),\"\"),\"\")","v":""},{"$f":"IF($BA30<>\"\",IF(INDIRECT(\"Measures!\"&CC$2&$BA30)<>\"\",INDIRECT(\"Measures!\"&CC$2&$BA30),\"\"),\"\")","v":""},{"$f":"IF($BA30<>\"\",IF(INDIRECT(\"Measures!\"&CD$2&$BA30)<>\"\",INDIRECT(\"Measures!\"&CD$2&$BA30),\"\"),\"\")","v":""},{"$f":"IF($BA30<>\"\",IF(INDIRECT(\"Measures!\"&CE$2&$BA30)<>\"\",INDIRECT(\"Measures!\"&CE$2&$BA30),\"\"),\"\")","v":""},{"$f":"IF($BA30<>\"\",IF(INDIRECT(\"Measures!\"&CF$2&$BA30)<>\"\",INDIRECT(\"Measures!\"&CF$2&$BA30),\"\"),\"\")","v":""},{"$f":"IF($BA30<>\"\",IF(INDIRECT(\"Measures!\"&CG$2&$BA30)<>\"\",INDIRECT(\"Measures!\"&CG$2&$BA30),\"\"),\"\")","v":""},{"$f":"INDEX('Measure Descriptions'!$A$10:$A$46,MATCH(Map_Gas_Fin[[#This Row],[Measure]],'Measure Descriptions'!$B$10:$B$46,0))","v":""},{"$f":"IF($BA30<>\"\",IF(VLOOKUP(Map_Gas_Fin[[#This Row],[Measure]],'Measure Descriptions'!$B$10:$H$46,CI$2,FALSE)<>\"\",VLOOKUP(Map_Gas_Fin[[#This Row],[Measure]],'Measure Descriptions'!$B$10:$H$46,CI$2,FALSE),\"\"),\"\")","v":""},{"$f":"IF($BA30<>\"\",IF(VLOOKUP(Map_Gas_Fin[[#This Row],[Measure]],'Measure Descriptions'!$B$10:$H$46,CJ$2,FALSE)<>\"\",VLOOKUP(Map_Gas_Fin[[#This Row],[Measure]],'Measure Descriptions'!$B$10:$H$46,CJ$2,FALSE),\"\"),\"\")","v":""},{"$f":"IF($BA30<>\"\",IF(VLOOKUP(Map_Gas_Fin[[#This Row],[Measure]],'Measure Descriptions'!$B$10:$H$46,CK$2,FALSE)<>\"\",VLOOKUP(Map_Gas_Fin[[#This Row],[Measure]],'Measure Descriptions'!$B$10:$H$46,CK$2,FALSE),\"\"),\"\")","v":""},{"$f":"IF($BA30<>\"\",IF(VLOOKUP(Map_Gas_Fin[[#This Row],[Measure]],'Measure Descriptions'!$B$10:$H$46,CL$2,FALSE)<>\"\",VLOOKUP(Map_Gas_Fin[[#This Row],[Measure]],'Measure Descriptions'!$B$10:$H$46,CL$2,FALSE),\"\"),\"\")","v":""},{"$f":"IF($BA30<>\"\",IF(VLOOKUP(Map_Gas_Fin[[#This Row],[Measure]],'Measure Descriptions'!$B$10:$H$46,CM$2,FALSE)<>\"\",VLOOKUP(Map_Gas_Fin[[#This Row],[Measure]],'Measure Descriptions'!$B$10:$H$46,CM$2,FALSE),\"\"),\"\")","v":""},{"$f":"IF($BA30<>\"\",IF(VLOOKUP(Map_Gas_Fin[[#This Row],[Measure]],'Measure Descriptions'!$B$10:$H$46,CN$2,FALSE)<>\"\",VLOOKUP(Map_Gas_Fin[[#This Row],[Measure]],'Measure Descriptions'!$B$10:$H$46,CN$2,FALSE),\"\"),\"\")","v":""},{"$f":"IF($BA30<>\"\",IF(INDIRECT(\"Measures!\"&CO$2&$BA30)<>\"\",INDIRECT(\"Measures!\"&CO$2&$BA30),\"\"),\"\")","v":""}]
[null,null,"","",{"$f":"IF($B31<>\"\",IF(INDIRECT(\"Measures!\"&E$2&$B31)<>\"\",INDIRECT(\"Measures!\"&E$2&$B31),\"\"),\"\")","v":""},{"$f":"IF($B31<>\"\",IF(INDIRECT(\"Measures!\"&F$2&$B31)<>\"\",INDIRECT(\"Measures!\"&F$2&$B31),\"\"),\"\")","v":""},{"$f":"IF($B31<>\"\",IF(INDIRECT(\"Measures!\"&G$2&$B31)<>\"\",INDIRECT(\"Measures!\"&G$2&$B31),\"\"),\"\")","v":""},{"$f":"IF($B31<>\"\",IF(INDIRECT(\"Measures!\"&H$2&$B31)<>\"\",INDIRECT(\"Measures!\"&H$2&$B31),\"\"),\"\")","v":""},{"$f":"IF($B31<>\"\",IF(INDIRECT(\"Measures!\"&I$2&$B31)<>\"\",INDIRECT(\"Measures!\"&I$2&$B31),\"\"),\"\")","v":""},{"$f":"IF($B31<>\"\",IF(INDIRECT(\"Measures!\"&J$2&$B31)<>\"\",INDIRECT(\"Measures!\"&J$2&$B31),\"\"),\"\")","v":""},{"$f":"IF($B31<>\"\",IF(INDIRECT(\"Measures!\"&K$2&$B31)<>\"\",INDIRECT(\"Measures!\"&K$2&$B31),\"\"),\"\")","v":""},{"$f":"IF($B31<>\"\",IF(INDIRECT(\"Measures!\"&L$2&$B31)<>\"\",INDIRECT(\"Measures!\"&L$2&$B31),\"\"),\"\")","v":""},{"$f":"IF($B31<>\"\",IF(INDIRECT(\"Measures!\"&M$2&$B31)<>\"\",INDIRECT(\"Measures!\"&M$2&$B31),\"\"),\"\")","v":""},{"$f":"IF($B31<>\"\",IF(INDIRECT(\"Measures!\"&N$2&$B31)<>\"\",INDIRECT(\"Measures!\"&N$2&$B31),\"\"),\"\")","v":""},{"$f":"IF($B31<>\"\",IF(INDIRECT(\"Measures!\"&O$2&$B31)<>\"\",INDIRECT(\"Measures!\"&O$2&$B31),\"\"),\"\")","v":""},{"$f":"IF($B31<>\"\",IF(INDIRECT(\"Measures!\"&P$2&$B31)<>\"\",INDIRECT(\"Measures!\"&P$2&$B31),\"\"),\"\")","v":""},{"$f":"IF($B31<>\"\",IF(INDIRECT(\"Measures!\"&Q$2&$B31)<>\"\",INDIRECT(\"Measures!\"&Q$2&$B31),\"\"),\"\")","v":""},{"$f":"IF($B31<>\"\",IF(INDIRECT(\"Measures!\"&R$2&$B31)<>\"\",INDIRECT(\"Measures!\"&R$2&$B31),\"\"),\"\")","v":""},{"$f":"IF($B31<>\"\",IF(INDIRECT(\"Measures!\"&S$2&$B31)<>\"\",INDIRECT(\"Measures!\"&S$2&$B31),\"\"),\"\")","v":""},{"$f":"IF($B31<>\"\",IF(INDIRECT(\"Measures!\"&T$2&$B31)<>\"\",INDIRECT(\"Measures!\"&T$2&$B31),\"\"),\"\")","v":""},{"$f":"IF($B31<>\"\",IF(INDIRECT(\"Measures!\"&U$2&$B31)<>\"\",INDIRECT(\"Measures!\"&U$2&$B31),\"\"),\"\")","v":""},{"$f":"IF($B31<>\"\",IF(INDIRECT(\"Measures!\"&V$2&$B31)<>\"\",INDIRECT(\"Measures!\"&V$2&$B31),\"\"),\"\")","v":""},{"$f":"IF($B31<>\"\",IF(INDIRECT(\"Measures!\"&W$2&$B31)<>\"\",INDIRECT(\"Measures!\"&W$2&$B31),\"\"),\"\")","v":""},{"$f":"IF($B31<>\"\",IF(INDIRECT(\"Measures!\"&X$2&$B31)<>\"\",INDIRECT(\"Measures!\"&X$2&$B31),\"\"),\"\")","v":""},{"$f":"IF($B31<>\"\",IF(INDIRECT(\"Measures!\"&Y$2&$B31)<>\"\",INDIRECT(\"Measures!\"&Y$2&$B31),\"\"),\"\")","v":""},{"$f":"IF($B31<>\"\",IF(INDIRECT(\"Measures!\"&Z$2&$B31)<>\"\",INDIRECT(\"Measures!\"&Z$2&$B31),\"\"),\"\")","v":""},{"$f":"IF($B31<>\"\",IF(INDIRECT(\"Measures!\"&AA$2&$B31)<>\"\",INDIRECT(\"Measures!\"&AA$2&$B31),\"\"),\"\")","v":""},{"$f":"IF($B31<>\"\",IF(INDIRECT(\"Measures!\"&AB$2&$B31)<>\"\",INDIRECT(\"Measures!\"&AB$2&$B31),\"\"),\"\")","v":""},{"$f":"IF($B31<>\"\",IF(INDIRECT(\"Measures!\"&AC$2&$B31)<>\"\",INDIRECT(\"Measures!\"&AC$2&$B31),\"\"),\"\")","v":""},{"$f":"IF($B31<>\"\",IF(INDIRECT(\"Measures!\"&AD$2&$B31)<>\"\",INDIRECT(\"Measures!\"&AD$2&$B31),\"\"),\"\")","v":""},{"$f":"IF($B31<>\"\",IF(INDIRECT(\"Measures!\"&AE$2&$B31)<>\"\",INDIRECT(\"Measures!\"&AE$2&$B31),\"\"),\"\")","v":""},{"$f":"IF($B31<>\"\",IF(INDIRECT(\"Measures!\"&AF$2&$B31)<>\"\",INDIRECT(\"Measures!\"&AF$2&$B31),\"\"),\"\")","v":""},{"$f":"IF($B31<>\"\",IF(INDIRECT(\"Measures!\"&AG$2&$B31)<>\"\",INDIRECT(\"Measures!\"&AG$2&$B31),\"\"),\"\")","v":""},{"$f":"IF($B31<>\"\",IF(INDIRECT(\"Measures!\"&AH$2&$B31)<>\"\",INDIRECT(\"Measures!\"&AH$2&$B31),\"\"),\"\")","v":""},{"$f":"INDEX('Measure Descriptions'!$A$10:$A$46,MATCH(Map_Elec_Fin[[#This Row],[Measure]],'Measure Descriptions'!$B$10:$B$46,0))","v":""},{"$f":"IF($B31<>\"\",IF(VLOOKUP(Map_Elec_Fin[[#This Row],[Measure]],'Measure Descriptions'!$B$10:$H$46,AJ$2,FALSE)<>\"\",VLOOKUP(Map_Elec_Fin[[#This Row],[Measure]],'Measure Descriptions'!$B$10:$H$46,AJ$2,FALSE),\"\"),\"\")","v":""},{"$f":"IF($B31<>\"\",IF(VLOOKUP(Map_Elec_Fin[[#This Row],[Measure]],'Measure Descriptions'!$B$10:$H$46,AK$2,FALSE)<>\"\",VLOOKUP(Map_Elec_Fin[[#This Row],[Measure]],'Measure Descriptions'!$B$10:$H$46,AK$2,FALSE),\"\"),\"\")","v":""},{"$f":"IF($B31<>\"\",IF(VLOOKUP(Map_Elec_Fin[[#This Row],[Measure]],'Measure Descriptions'!$B$10:$H$46,AL$2,FALSE)<>\"\",VLOOKUP(Map_Elec_Fin[[#This Row],[Measure]],'Measure Descriptions'!$B$10:$H$46,AL$2,FALSE),\"\"),\"\")","v":""},{"$f":"IF($B31<>\"\",IF(VLOOKUP(Map_Elec_Fin[[#This Row],[Measure]],'Measure Descriptions'!$B$10:$H$46,AM$2,FALSE)<>\"\",VLOOKUP(Map_Elec_Fin[[#This Row],[Measure]],'Measure Descriptions'!$B$10:$H$46,AM$2,FALSE),\"\"),\"\")","v":""},{"$f":"IF($B31<>\"\",IF(VLOOKUP(Map_Elec_Fin[[#This Row],[Measure]],'Measure Descriptions'!$B$10:$H$46,AN$2,FALSE)<>\"\",VLOOKUP(Map_Elec_Fin[[#This Row],[Measure]],'Measure Descriptions'!$B$10:$H$46,AN$2,FALSE),\"\"),\"\")","v":""},{"$f":"IF($B31<>\"\",IF(VLOOKUP(Map_Elec_Fin[[#This Row],[Measure]],'Measure Descriptions'!$B$10:$H$46,AO$2,FALSE)<>\"\",VLOOKUP(Map_Elec_Fin[[#This Row],[Measure]],'Measure Descriptions'!$B$10:$H$46,AO$2,FALSE),\"\"),\"\")","v":""},{"$f":"IF($B31<>\"\",IF(INDIRECT(\"Measures!\"&AP$2&$B31)<>\"\",INDIRECT(\"Measures!\"&AP$2&$B31),\"\"),\"\")","v":""},null,null,null,null,null,null,null,null,null,null,null,"","",{"$f":"IF($BA31<>\"\",IF(INDIRECT(\"Measures!\"&BD$2&$BA31)<>\"\",INDIRECT(\"Measures!\"&BD$2&$BA31),\"\"),\"\")","v":""},{"$f":"IF($BA31<>\"\",IF(INDIRECT(\"Measures!\"&BE$2&$BA31)<>\"\",INDIRECT(\"Measures!\"&BE$2&$BA31),\"\"),\"\")","v":""},{"$f":"IF($BA31<>\"\",IF(INDIRECT(\"Measures!\"&BF$2&$BA31)<>\"\",INDIRECT(\"Measures!\"&BF$2&$BA31),\"\"),\"\")","v":""},{"$f":"IF($BA31<>\"\",IF(INDIRECT(\"Measures!\"&BG$2&$BA31)<>\"\",INDIRECT(\"Measures!\"&BG$2&$BA31),\"\"),\"\")","v":""},{"$f":"IF($BA31<>\"\",IF(INDIRECT(\"Measures!\"&BH$2&$BA31)<>\"\",INDIRECT(\"Measures!\"&BH$2&$BA31),\"\"),\"\")","v":""},{"$f":"IF($BA31<>\"\",IF(INDIRECT(\"Measures!\"&BI$2&$BA31)<>\"\",INDIRECT(\"Measures!\"&BI$2&$BA31),\"\"),\"\")","v":""},{"$f":"IF($BA31<>\"\",IF(INDIRECT(\"Measures!\"&BJ$2&$BA31)<>\"\",INDIRECT(\"Measures!\"&BJ$2&$BA31),\"\"),\"\")","v":""},{"$f":"IF($BA31<>\"\",IF(INDIRECT(\"Measures!\"&BK$2&$BA31)<>\"\",INDIRECT(\"Measures!\"&BK$2&$BA31),\"\"),\"\")","v":""},{"$f":"IF($BA31<>\"\",IF(INDIRECT(\"Measures!\"&BL$2&$BA31)<>\"\",INDIRECT(\"Measures!\"&BL$2&$BA31),\"\"),\"\")","v":""},{"$f":"IF($BA31<>\"\",IF(INDIRECT(\"Measures!\"&BM$2&$BA31)<>\"\",INDIRECT(\"Measures!\"&BM$2&$BA31),\"\"),\"\")","v":""},{"$f":"IF($BA31<>\"\",IF(INDIRECT(\"Measures!\"&BN$2&$BA31)<>\"\",INDIRECT(\"Measures!\"&BN$2&$BA31),\"\"),\"\")","v":""},{"$f":"IF($BA31<>\"\",IF(INDIRECT(\"Measures!\"&BO$2&$BA31)<>\"\",INDIRECT(\"Measures!\"&BO$2&$BA31),\"\"),\"\")","v":""},{"$f":"IF($BA31<>\"\",IF(INDIRECT(\"Measures!\"&BP$2&$BA31)<>\"\",INDIRECT(\"Measures!\"&BP$2&$BA31),\"\"),\"\")","v":""},{"$f":"IF($BA31<>\"\",IF(INDIRECT(\"Measures!\"&BQ$2&$BA31)<>\"\",INDIRECT(\"Measures!\"&BQ$2&$BA31),\"\"),\"\")","v":""},{"$f":"IF($BA31<>\"\",IF(INDIRECT(\"Measures!\"&BR$2&$BA31)<>\"\",INDIRECT(\"Measures!\"&BR$2&$BA31),\"\"),\"\")","v":""},{"$f":"IF($BA31<>\"\",IF(INDIRECT(\"Measures!\"&BS$2&$BA31)<>\"\",INDIRECT(\"Measures!\"&BS$2&$BA31),\"\"),\"\")","v":""},{"$f":"IF($BA31<>\"\",IF(INDIRECT(\"Measures!\"&BT$2&$BA31)<>\"\",INDIRECT(\"Measures!\"&BT$2&$BA31),\"\"),\"\")","v":""},{"$f":"IF($BA31<>\"\",IF(INDIRECT(\"Measures!\"&BU$2&$BA31)<>\"\",INDIRECT(\"Measures!\"&BU$2&$BA31),\"\"),\"\")","v":""},{"$f":"IF($BA31<>\"\",IF(INDIRECT(\"Measures!\"&BV$2&$BA31)<>\"\",INDIRECT(\"Measures!\"&BV$2&$BA31),\"\"),\"\")","v":""},{"$f":"IF($BA31<>\"\",IF(INDIRECT(\"Measures!\"&BW$2&$BA31)<>\"\",INDIRECT(\"Measures!\"&BW$2&$BA31),\"\"),\"\")","v":""},{"$f":"IF($BA31<>\"\",IF(INDIRECT(\"Measures!\"&BX$2&$BA31)<>\"\",INDIRECT(\"Measures!\"&BX$2&$BA31),\"\"),\"\")","v":""},{"$f":"IF($BA31<>\"\",IF(INDIRECT(\"Measures!\"&BY$2&$BA31)<>\"\",INDIRECT(\"Measures!\"&BY$2&$BA31),\"\"),\"\")","v":""},{"$f":"IF($BA31<>\"\",IF(INDIRECT(\"Measures!\"&BZ$2&$BA31)<>\"\",INDIRECT(\"Measures!\"&BZ$2&$BA31),\"\"),\"\")","v":""},{"$f":"IF($BA31<>\"\",IF(INDIRECT(\"Measures!\"&CA$2&$BA31)<>\"\",INDIRECT(\"Measures!\"&CA$2&$BA31),\"\"),\"\")","v":""},{"$f":"IF($BA31<>\"\",IF(INDIRECT(\"Measures!\"&CB$2&$BA31)<>\"\",INDIRECT(\"Measures!\"&CB$2&$BA31),\"\"),\"\")","v":""},{"$f":"IF($BA31<>\"\",IF(INDIRECT(\"Measures!\"&CC$2&$BA31)<>\"\",INDIRECT(\"Measures!\"&CC$2&$BA31),\"\"),\"\")","v":""},{"$f":"IF($BA31<>\"\",IF(INDIRECT(\"Measures!\"&CD$2&$BA31)<>\"\",INDIRECT(\"Measures!\"&CD$2&$BA31),\"\"),\"\")","v":""},{"$f":"IF($BA31<>\"\",IF(INDIRECT(\"Measures!\"&CE$2&$BA31)<>\"\",INDIRECT(\"Measures!\"&CE$2&$BA31),\"\"),\"\")","v":""},{"$f":"IF($BA31<>\"\",IF(INDIRECT(\"Measures!\"&CF$2&$BA31)<>\"\",INDIRECT(\"Measures!\"&CF$2&$BA31),\"\"),\"\")","v":""},{"$f":"IF($BA31<>\"\",IF(INDIRECT(\"Measures!\"&CG$2&$BA31)<>\"\",INDIRECT(\"Measures!\"&CG$2&$BA31),\"\"),\"\")","v":""},{"$f":"INDEX('Measure Descriptions'!$A$10:$A$46,MATCH(Map_Gas_Fin[[#This Row],[Measure]],'Measure Descriptions'!$B$10:$B$46,0))","v":""},{"$f":"IF($BA31<>\"\",IF(VLOOKUP(Map_Gas_Fin[[#This Row],[Measure]],'Measure Descriptions'!$B$10:$H$46,CI$2,FALSE)<>\"\",VLOOKUP(Map_Gas_Fin[[#This Row],[Measure]],'Measure Descriptions'!$B$10:$H$46,CI$2,FALSE),\"\"),\"\")","v":""},{"$f":"IF($BA31<>\"\",IF(VLOOKUP(Map_Gas_Fin[[#This Row],[Measure]],'Measure Descriptions'!$B$10:$H$46,CJ$2,FALSE)<>\"\",VLOOKUP(Map_Gas_Fin[[#This Row],[Measure]],'Measure Descriptions'!$B$10:$H$46,CJ$2,FALSE),\"\"),\"\")","v":""},{"$f":"IF($BA31<>\"\",IF(VLOOKUP(Map_Gas_Fin[[#This Row],[Measure]],'Measure Descriptions'!$B$10:$H$46,CK$2,FALSE)<>\"\",VLOOKUP(Map_Gas_Fin[[#This Row],[Measure]],'Measure Descriptions'!$B$10:$H$46,CK$2,FALSE),\"\"),\"\")","v":""},{"$f":"IF($BA31<>\"\",IF(VLOOKUP(Map_Gas_Fin[[#This Row],[Measure]],'Measure Descriptions'!$B$10:$H$46,CL$2,FALSE)<>\"\",VLOOKUP(Map_Gas_Fin[[#This Row],[Measure]],'Measure Descriptions'!$B$10:$H$46,CL$2,FALSE),\"\"),\"\")","v":""},{"$f":"IF($BA31<>\"\",IF(VLOOKUP(Map_Gas_Fin[[#This Row],[Measure]],'Measure Descriptions'!$B$10:$H$46,CM$2,FALSE)<>\"\",VLOOKUP(Map_Gas_Fin[[#This Row],[Measure]],'Measure Descriptions'!$B$10:$H$46,CM$2,FALSE),\"\"),\"\")","v":""},{"$f":"IF($BA31<>\"\",IF(VLOOKUP(Map_Gas_Fin[[#This Row],[Measure]],'Measure Descriptions'!$B$10:$H$46,CN$2,FALSE)<>\"\",VLOOKUP(Map_Gas_Fin[[#This Row],[Measure]],'Measure Descriptions'!$B$10:$H$46,CN$2,FALSE),\"\"),\"\")","v":""},{"$f":"IF($BA31<>\"\",IF(INDIRECT(\"Measures!\"&CO$2&$BA31)<>\"\",INDIRECT(\"Measures!\"&CO$2&$BA31),\"\"),\"\")","v":""}]
[null,null,"","",{"$f":"IF($B32<>\"\",IF(INDIRECT(\"Measures!\"&E$2&$B32)<>\"\",INDIRECT(\"Measures!\"&E$2&$B32),\"\"),\"\")","v":""},{"$f":"IF($B32<>\"\",IF(INDIRECT(\"Measures!\"&F$2&$B32)<>\"\",INDIRECT(\"Measures!\"&F$2&$B32),\"\"),\"\")","v":""},{"$f":"IF($B32<>\"\",IF(INDIRECT(\"Measures!\"&G$2&$B32)<>\"\",INDIRECT(\"Measures!\"&G$2&$B32),\"\"),\"\")","v":""},{"$f":"IF($B32<>\"\",IF(INDIRECT(\"Measures!\"&H$2&$B32)<>\"\",INDIRECT(\"Measures!\"&H$2&$B32),\"\"),\"\")","v":""},{"$f":"IF($B32<>\"\",IF(INDIRECT(\"Measures!\"&I$2&$B32)<>\"\",INDIRECT(\"Measures!\"&I$2&$B32),\"\"),\"\")","v":""},{"$f":"IF($B32<>\"\",IF(INDIRECT(\"Measures!\"&J$2&$B32)<>\"\",INDIRECT(\"Measures!\"&J$2&$B32),\"\"),\"\")","v":""},{"$f":"IF($B32<>\"\",IF(INDIRECT(\"Measures!\"&K$2&$B32)<>\"\",INDIRECT(\"Measures!\"&K$2&$B32),\"\"),\"\")","v":""},{"$f":"IF($B32<>\"\",IF(INDIRECT(\"Measures!\"&L$2&$B32)<>\"\",INDIRECT(\"Measures!\"&L$2&$B32),\"\"),\"\")","v":""},{"$f":"IF($B32<>\"\",IF(INDIRECT(\"Measures!\"&M$2&$B32)<>\"\",INDIRECT(\"Measures!\"&M$2&$B32),\"\"),\"\")","v":""},{"$f":"IF($B32<>\"\",IF(INDIRECT(\"Measures!\"&N$2&$B32)<>\"\",INDIRECT(\"Measures!\"&N$2&$B32),\"\"),\"\")","v":""},{"$f":"IF($B32<>\"\",IF(INDIRECT(\"Measures!\"&O$2&$B32)<>\"\",INDIRECT(\"Measures!\"&O$2&$B32),\"\"),\"\")","v":""},{"$f":"IF($B32<>\"\",IF(INDIRECT(\"Measures!\"&P$2&$B32)<>\"\",INDIRECT(\"Measures!\"&P$2&$B32),\"\"),\"\")","v":""},{"$f":"IF($B32<>\"\",IF(INDIRECT(\"Measures!\"&Q$2&$B32)<>\"\",INDIRECT(\"Measures!\"&Q$2&$B32),\"\"),\"\")","v":""},{"$f":"IF($B32<>\"\",IF(INDIRECT(\"Measures!\"&R$2&$B32)<>\"\",INDIRECT(\"Measures!\"&R$2&$B32),\"\"),\"\")","v":""},{"$f":"IF($B32<>\"\",IF(INDIRECT(\"Measures!\"&S$2&$B32)<>\"\",INDIRECT(\"Measures!\"&S$2&$B32),\"\"),\"\")","v":""},{"$f":"IF($B32<>\"\",IF(INDIRECT(\"Measures!\"&T$2&$B32)<>\"\",INDIRECT(\"Measures!\"&T$2&$B32),\"\"),\"\")","v":""},{"$f":"IF($B32<>\"\",IF(INDIRECT(\"Measures!\"&U$2&$B32)<>\"\",INDIRECT(\"Measures!\"&U$2&$B32),\"\"),\"\")","v":""},{"$f":"IF($B32<>\"\",IF(INDIRECT(\"Measures!\"&V$2&$B32)<>\"\",INDIRECT(\"Measures!\"&V$2&$B32),\"\"),\"\")","v":""},{"$f":"IF($B32<>\"\",IF(INDIRECT(\"Measures!\"&W$2&$B32)<>\"\",INDIRECT(\"Measures!\"&W$2&$B32),\"\"),\"\")","v":""},{"$f":"IF($B32<>\"\",IF(INDIRECT(\"Measures!\"&X$2&$B32)<>\"\",INDIRECT(\"Measures!\"&X$2&$B32),\"\"),\"\")","v":""},{"$f":"IF($B32<>\"\",IF(INDIRECT(\"Measures!\"&Y$2&$B32)<>\"\",INDIRECT(\"Measures!\"&Y$2&$B32),\"\"),\"\")","v":""},{"$f":"IF($B32<>\"\",IF(INDIRECT(\"Measures!\"&Z$2&$B32)<>\"\",INDIRECT(\"Measures!\"&Z$2&$B32),\"\"),\"\")","v":""},{"$f":"IF($B32<>\"\",IF(INDIRECT(\"Measures!\"&AA$2&$B32)<>\"\",INDIRECT(\"Measures!\"&AA$2&$B32),\"\"),\"\")","v":""},{"$f":"IF($B32<>\"\",IF(INDIRECT(\"Measures!\"&AB$2&$B32)<>\"\",INDIRECT(\"Measures!\"&AB$2&$B32),\"\"),\"\")","v":""},{"$f":"IF($B32<>\"\",IF(INDIRECT(\"Measures!\"&AC$2&$B32)<>\"\",INDIRECT(\"Measures!\"&AC$2&$B32),\"\"),\"\")","v":""},{"$f":"IF($B32<>\"\",IF(INDIRECT(\"Measures!\"&AD$2&$B32)<>\"\",INDIRECT(\"Measures!\"&AD$2&$B32),\"\"),\"\")","v":""},{"$f":"IF($B32<>\"\",IF(INDIRECT(\"Measures!\"&AE$2&$B32)<>\"\",INDIRECT(\"Measures!\"&AE$2&$B32),\"\"),\"\")","v":""},{"$f":"IF($B32<>\"\",IF(INDIRECT(\"Measures!\"&AF$2&$B32)<>\"\",INDIRECT(\"Measures!\"&AF$2&$B32),\"\"),\"\")","v":""},{"$f":"IF($B32<>\"\",IF(INDIRECT(\"Measures!\"&AG$2&$B32)<>\"\",INDIRECT(\"Measures!\"&AG$2&$B32),\"\"),\"\")","v":""},{"$f":"IF($B32<>\"\",IF(INDIRECT(\"Measures!\"&AH$2&$B32)<>\"\",INDIRECT(\"Measures!\"&AH$2&$B32),\"\"),\"\")","v":""},{"$f":"INDEX('Measure Descriptions'!$A$10:$A$46,MATCH(Map_Elec_Fin[[#This Row],[Measure]],'Measure Descriptions'!$B$10:$B$46,0))","v":""},{"$f":"IF($B32<>\"\",IF(VLOOKUP(Map_Elec_Fin[[#This Row],[Measure]],'Measure Descriptions'!$B$10:$H$46,AJ$2,FALSE)<>\"\",VLOOKUP(Map_Elec_Fin[[#This Row],[Measure]],'Measure Descriptions'!$B$10:$H$46,AJ$2,FALSE),\"\"),\"\")","v":""},{"$f":"IF($B32<>\"\",IF(VLOOKUP(Map_Elec_Fin[[#This Row],[Measure]],'Measure Descriptions'!$B$10:$H$46,AK$2,FALSE)<>\"\",VLOOKUP(Map_Elec_Fin[[#This Row],[Measure]],'Measure Descriptions'!$B$10:$H$46,AK$2,FALSE),\"\"),\"\")","v":""},{"$f":"IF($B32<>\"\",IF(VLOOKUP(Map_Elec_Fin[[#This Row],[Measure]],'Measure Descriptions'!$B$10:$H$46,AL$2,FALSE)<>\"\",VLOOKUP(Map_Elec_Fin[[#This Row],[Measure]],'Measure Descriptions'!$B$10:$H$46,AL$2,FALSE),\"\"),\"\")","v":""},{"$f":"IF($B32<>\"\",IF(VLOOKUP(Map_Elec_Fin[[#This Row],[Measure]],'Measure Descriptions'!$B$10:$H$46,AM$2,FALSE)<>\"\",VLOOKUP(Map_Elec_Fin[[#This Row],[Measure]],'Measure Descriptions'!$B$10:$H$46,AM$2,FALSE),\"\"),\"\")","v":""},{"$f":"IF($B32<>\"\",IF(VLOOKUP(Map_Elec_Fin[[#This Row],[Measure]],'Measure Descriptions'!$B$10:$H$46,AN$2,FALSE)<>\"\",VLOOKUP(Map_Elec_Fin[[#This Row],[Measure]],'Measure Descriptions'!$B$10:$H$46,AN$2,FALSE),\"\"),\"\")","v":""},{"$f":"IF($B32<>\"\",IF(VLOOKUP(Map_Elec_Fin[[#This Row],[Measure]],'Measure Descriptions'!$B$10:$H$46,AO$2,FALSE)<>\"\",VLOOKUP(Map_Elec_Fin[[#This Row],[Measure]],'Measure Descriptions'!$B$10:$H$46,AO$2,FALSE),\"\"),\"\")","v":""},{"$f":"IF($B32<>\"\",IF(INDIRECT(\"Measures!\"&AP$2&$B32)<>\"\",INDIRECT(\"Measures!\"&AP$2&$B32),\"\"),\"\")","v":""},null,null,null,null,null,null,null,null,null,null,null,"","",{"$f":"IF($BA32<>\"\",IF(INDIRECT(\"Measures!\"&BD$2&$BA32)<>\"\",INDIRECT(\"Measures!\"&BD$2&$BA32),\"\"),\"\")","v":""},{"$f":"IF($BA32<>\"\",IF(INDIRECT(\"Measures!\"&BE$2&$BA32)<>\"\",INDIRECT(\"Measures!\"&BE$2&$BA32),\"\"),\"\")","v":""},{"$f":"IF($BA32<>\"\",IF(INDIRECT(\"Measures!\"&BF$2&$BA32)<>\"\",INDIRECT(\"Measures!\"&BF$2&$BA32),\"\"),\"\")","v":""},{"$f":"IF($BA32<>\"\",IF(INDIRECT(\"Measures!\"&BG$2&$BA32)<>\"\",INDIRECT(\"Measures!\"&BG$2&$BA32),\"\"),\"\")","v":""},{"$f":"IF($BA32<>\"\",IF(INDIRECT(\"Measures!\"&BH$2&$BA32)<>\"\",INDIRECT(\"Measures!\"&BH$2&$BA32),\"\"),\"\")","v":""},{"$f":"IF($BA32<>\"\",IF(INDIRECT(\"Measures!\"&BI$2&$BA32)<>\"\",INDIRECT(\"Measures!\"&BI$2&$BA32),\"\"),\"\")","v":""},{"$f":"IF($BA32<>\"\",IF(INDIRECT(\"Measures!\"&BJ$2&$BA32)<>\"\",INDIRECT(\"Measures!\"&BJ$2&$BA32),\"\"),\"\")","v":""},{"$f":"IF($BA32<>\"\",IF(INDIRECT(\"Measures!\"&BK$2&$BA32)<>\"\",INDIRECT(\"Measures!\"&BK$2&$BA32),\"\"),\"\")","v":""},{"$f":"IF($BA32<>\"\",IF(INDIRECT(\"Measures!\"&BL$2&$BA32)<>\"\",INDIRECT(\"Measures!\"&BL$2&$BA32),\"\"),\"\")","v":""},{"$f":"IF($BA32<>\"\",IF(INDIRECT(\"Measures!\"&BM$2&$BA32)<>\"\",INDIRECT(\"Measures!\"&BM$2&$BA32),\"\"),\"\")","v":""},{"$f":"IF($BA32<>\"\",IF(INDIRECT(\"Measures!\"&BN$2&$BA32)<>\"\",INDIRECT(\"Measures!\"&BN$2&$BA32),\"\"),\"\")","v":""},{"$f":"IF($BA32<>\"\",IF(INDIRECT(\"Measures!\"&BO$2&$BA32)<>\"\",INDIRECT(\"Measures!\"&BO$2&$BA32),\"\"),\"\")","v":""},{"$f":"IF($BA32<>\"\",IF(INDIRECT(\"Measures!\"&BP$2&$BA32)<>\"\",INDIRECT(\"Measures!\"&BP$2&$BA32),\"\"),\"\")","v":""},{"$f":"IF($BA32<>\"\",IF(INDIRECT(\"Measures!\"&BQ$2&$BA32)<>\"\",INDIRECT(\"Measures!\"&BQ$2&$BA32),\"\"),\"\")","v":""},{"$f":"IF($BA32<>\"\",IF(INDIRECT(\"Measures!\"&BR$2&$BA32)<>\"\",INDIRECT(\"Measures!\"&BR$2&$BA32),\"\"),\"\")","v":""},{"$f":"IF($BA32<>\"\",IF(INDIRECT(\"Measures!\"&BS$2&$BA32)<>\"\",INDIRECT(\"Measures!\"&BS$2&$BA32),\"\"),\"\")","v":""},{"$f":"IF($BA32<>\"\",IF(INDIRECT(\"Measures!\"&BT$2&$BA32)<>\"\",INDIRECT(\"Measures!\"&BT$2&$BA32),\"\"),\"\")","v":""},{"$f":"IF($BA32<>\"\",IF(INDIRECT(\"Measures!\"&BU$2&$BA32)<>\"\",INDIRECT(\"Measures!\"&BU$2&$BA32),\"\"),\"\")","v":""},{"$f":"IF($BA32<>\"\",IF(INDIRECT(\"Measures!\"&BV$2&$BA32)<>\"\",INDIRECT(\"Measures!\"&BV$2&$BA32),\"\"),\"\")","v":""},{"$f":"IF($BA32<>\"\",IF(INDIRECT(\"Measures!\"&BW$2&$BA32)<>\"\",INDIRECT(\"Measures!\"&BW$2&$BA32),\"\"),\"\")","v":""},{"$f":"IF($BA32<>\"\",IF(INDIRECT(\"Measures!\"&BX$2&$BA32)<>\"\",INDIRECT(\"Measures!\"&BX$2&$BA32),\"\"),\"\")","v":""},{"$f":"IF($BA32<>\"\",IF(INDIRECT(\"Measures!\"&BY$2&$BA32)<>\"\",INDIRECT(\"Measures!\"&BY$2&$BA32),\"\"),\"\")","v":""},{"$f":"IF($BA32<>\"\",IF(INDIRECT(\"Measures!\"&BZ$2&$BA32)<>\"\",INDIRECT(\"Measures!\"&BZ$2&$BA32),\"\"),\"\")","v":""},{"$f":"IF($BA32<>\"\",IF(INDIRECT(\"Measures!\"&CA$2&$BA32)<>\"\",INDIRECT(\"Measures!\"&CA$2&$BA32),\"\"),\"\")","v":""},{"$f":"IF($BA32<>\"\",IF(INDIRECT(\"Measures!\"&CB$2&$BA32)<>\"\",INDIRECT(\"Measures!\"&CB$2&$BA32),\"\"),\"\")","v":""},{"$f":"IF($BA32<>\"\",IF(INDIRECT(\"Measures!\"&CC$2&$BA32)<>\"\",INDIRECT(\"Measures!\"&CC$2&$BA32),\"\"),\"\")","v":""},{"$f":"IF($BA32<>\"\",IF(INDIRECT(\"Measures!\"&CD$2&$BA32)<>\"\",INDIRECT(\"Measures!\"&CD$2&$BA32),\"\"),\"\")","v":""},{"$f":"IF($BA32<>\"\",IF(INDIRECT(\"Measures!\"&CE$2&$BA32)<>\"\",INDIRECT(\"Measures!\"&CE$2&$BA32),\"\"),\"\")","v":""},{"$f":"IF($BA32<>\"\",IF(INDIRECT(\"Measures!\"&CF$2&$BA32)<>\"\",INDIRECT(\"Measures!\"&CF$2&$BA32),\"\"),\"\")","v":""},{"$f":"IF($BA32<>\"\",IF(INDIRECT(\"Measures!\"&CG$2&$BA32)<>\"\",INDIRECT(\"Measures!\"&CG$2&$BA32),\"\"),\"\")","v":""},{"$f":"INDEX('Measure Descriptions'!$A$10:$A$46,MATCH(Map_Gas_Fin[[#This Row],[Measure]],'Measure Descriptions'!$B$10:$B$46,0))","v":""},{"$f":"IF($BA32<>\"\",IF(VLOOKUP(Map_Gas_Fin[[#This Row],[Measure]],'Measure Descriptions'!$B$10:$H$46,CI$2,FALSE)<>\"\",VLOOKUP(Map_Gas_Fin[[#This Row],[Measure]],'Measure Descriptions'!$B$10:$H$46,CI$2,FALSE),\"\"),\"\")","v":""},{"$f":"IF($BA32<>\"\",IF(VLOOKUP(Map_Gas_Fin[[#This Row],[Measure]],'Measure Descriptions'!$B$10:$H$46,CJ$2,FALSE)<>\"\",VLOOKUP(Map_Gas_Fin[[#This Row],[Measure]],'Measure Descriptions'!$B$10:$H$46,CJ$2,FALSE),\"\"),\"\")","v":""},{"$f":"IF($BA32<>\"\",IF(VLOOKUP(Map_Gas_Fin[[#This Row],[Measure]],'Measure Descriptions'!$B$10:$H$46,CK$2,FALSE)<>\"\",VLOOKUP(Map_Gas_Fin[[#This Row],[Measure]],'Measure Descriptions'!$B$10:$H$46,CK$2,FALSE),\"\"),\"\")","v":""},{"$f":"IF($BA32<>\"\",IF(VLOOKUP(Map_Gas_Fin[[#This Row],[Measure]],'Measure Descriptions'!$B$10:$H$46,CL$2,FALSE)<>\"\",VLOOKUP(Map_Gas_Fin[[#This Row],[Measure]],'Measure Descriptions'!$B$10:$H$46,CL$2,FALSE),\"\"),\"\")","v":""},{"$f":"IF($BA32<>\"\",IF(VLOOKUP(Map_Gas_Fin[[#This Row],[Measure]],'Measure Descriptions'!$B$10:$H$46,CM$2,FALSE)<>\"\",VLOOKUP(Map_Gas_Fin[[#This Row],[Measure]],'Measure Descriptions'!$B$10:$H$46,CM$2,FALSE),\"\"),\"\")","v":""},{"$f":"IF($BA32<>\"\",IF(VLOOKUP(Map_Gas_Fin[[#This Row],[Measure]],'Measure Descriptions'!$B$10:$H$46,CN$2,FALSE)<>\"\",VLOOKUP(Map_Gas_Fin[[#This Row],[Measure]],'Measure Descriptions'!$B$10:$H$46,CN$2,FALSE),\"\"),\"\")","v":""},{"$f":"IF($BA32<>\"\",IF(INDIRECT(\"Measures!\"&CO$2&$BA32)<>\"\",INDIRECT(\"Measures!\"&CO$2&$BA32),\"\"),\"\")","v":""}]
[null,null,"","",{"$f":"IF($B33<>\"\",IF(INDIRECT(\"Measures!\"&E$2&$B33)<>\"\",INDIRECT(\"Measures!\"&E$2&$B33),\"\"),\"\")","v":""},{"$f":"IF($B33<>\"\",IF(INDIRECT(\"Measures!\"&F$2&$B33)<>\"\",INDIRECT(\"Measures!\"&F$2&$B33),\"\"),\"\")","v":""},{"$f":"IF($B33<>\"\",IF(INDIRECT(\"Measures!\"&G$2&$B33)<>\"\",INDIRECT(\"Measures!\"&G$2&$B33),\"\"),\"\")","v":""},{"$f":"IF($B33<>\"\",IF(INDIRECT(\"Measures!\"&H$2&$B33)<>\"\",INDIRECT(\"Measures!\"&H$2&$B33),\"\"),\"\")","v":""},{"$f":"IF($B33<>\"\",IF(INDIRECT(\"Measures!\"&I$2&$B33)<>\"\",INDIRECT(\"Measures!\"&I$2&$B33),\"\"),\"\")","v":""},{"$f":"IF($B33<>\"\",IF(INDIRECT(\"Measures!\"&J$2&$B33)<>\"\",INDIRECT(\"Measures!\"&J$2&$B33),\"\"),\"\")","v":""},{"$f":"IF($B33<>\"\",IF(INDIRECT(\"Measures!\"&K$2&$B33)<>\"\",INDIRECT(\"Measures!\"&K$2&$B33),\"\"),\"\")","v":""},{"$f":"IF($B33<>\"\",IF(INDIRECT(\"Measures!\"&L$2&$B33)<>\"\",INDIRECT(\"Measures!\"&L$2&$B33),\"\"),\"\")","v":""},{"$f":"IF($B33<>\"\",IF(INDIRECT(\"Measures!\"&M$2&$B33)<>\"\",INDIRECT(\"Measures!\"&M$2&$B33),\"\"),\"\")","v":""},{"$f":"IF($B33<>\"\",IF(INDIRECT(\"Measures!\"&N$2&$B33)<>\"\",INDIRECT(\"Measures!\"&N$2&$B33),\"\"),\"\")","v":""},{"$f":"IF($B33<>\"\",IF(INDIRECT(\"Measures!\"&O$2&$B33)<>\"\",INDIRECT(\"Measures!\"&O$2&$B33),\"\"),\"\")","v":""},{"$f":"IF($B33<>\"\",IF(INDIRECT(\"Measures!\"&P$2&$B33)<>\"\",INDIRECT(\"Measures!\"&P$2&$B33),\"\"),\"\")","v":""},{"$f":"IF($B33<>\"\",IF(INDIRECT(\"Measures!\"&Q$2&$B33)<>\"\",INDIRECT(\"Measures!\"&Q$2&$B33),\"\"),\"\")","v":""},{"$f":"IF($B33<>\"\",IF(INDIRECT(\"Measures!\"&R$2&$B33)<>\"\",INDIRECT(\"Measures!\"&R$2&$B33),\"\"),\"\")","v":""},{"$f":"IF($B33<>\"\",IF(INDIRECT(\"Measures!\"&S$2&$B33)<>\"\",INDIRECT(\"Measures!\"&S$2&$B33),\"\"),\"\")","v":""},{"$f":"IF($B33<>\"\",IF(INDIRECT(\"Measures!\"&T$2&$B33)<>\"\",INDIRECT(\"Measures!\"&T$2&$B33),\"\"),\"\")","v":""},{"$f":"IF($B33<>\"\",IF(INDIRECT(\"Measures!\"&U$2&$B33)<>\"\",INDIRECT(\"Measures!\"&U$2&$B33),\"\"),\"\")","v":""},{"$f":"IF($B33<>\"\",IF(INDIRECT(\"Measures!\"&V$2&$B33)<>\"\",INDIRECT(\"Measures!\"&V$2&$B33),\"\"),\"\")","v":""},{"$f":"IF($B33<>\"\",IF(INDIRECT(\"Measures!\"&W$2&$B33)<>\"\",INDIRECT(\"Measures!\"&W$2&$B33),\"\"),\"\")","v":""},{"$f":"IF($B33<>\"\",IF(INDIRECT(\"Measures!\"&X$2&$B33)<>\"\",INDIRECT(\"Measures!\"&X$2&$B33),\"\"),\"\")","v":""},{"$f":"IF($B33<>\"\",IF(INDIRECT(\"Measures!\"&Y$2&$B33)<>\"\",INDIRECT(\"Measures!\"&Y$2&$B33),\"\"),\"\")","v":""},{"$f":"IF($B33<>\"\",IF(INDIRECT(\"Measures!\"&Z$2&$B33)<>\"\",INDIRECT(\"Measures!\"&Z$2&$B33),\"\"),\"\")","v":""},{"$f":"IF($B33<>\"\",IF(INDIRECT(\"Measures!\"&AA$2&$B33)<>\"\",INDIRECT(\"Measures!\"&AA$2&$B33),\"\"),\"\")","v":""},{"$f":"IF($B33<>\"\",IF(INDIRECT(\"Measures!\"&AB$2&$B33)<>\"\",INDIRECT(\"Measures!\"&AB$2&$B33),\"\"),\"\")","v":""},{"$f":"IF($B33<>\"\",IF(INDIRECT(\"Measures!\"&AC$2&$B33)<>\"\",INDIRECT(\"Measures!\"&AC$2&$B33),\"\"),\"\")","v":""},{"$f":"IF($B33<>\"\",IF(INDIRECT(\"Measures!\"&AD$2&$B33)<>\"\",INDIRECT(\"Measures!\"&AD$2&$B33),\"\"),\"\")","v":""},{"$f":"IF($B33<>\"\",IF(INDIRECT(\"Measures!\"&AE$2&$B33)<>\"\",INDIRECT(\"Measures!\"&AE$2&$B33),\"\"),\"\")","v":""},{"$f":"IF($B33<>\"\",IF(INDIRECT(\"Measures!\"&AF$2&$B33)<>\"\",INDIRECT(\"Measures!\"&AF$2&$B33),\"\"),\"\")","v":""},{"$f":"IF($B33<>\"\",IF(INDIRECT(\"Measures!\"&AG$2&$B33)<>\"\",INDIRECT(\"Measures!\"&AG$2&$B33),\"\"),\"\")","v":""},{"$f":"IF($B33<>\"\",IF(INDIRECT(\"Measures!\"&AH$2&$B33)<>\"\",INDIRECT(\"Measures!\"&AH$2&$B33),\"\"),\"\")","v":""},{"$f":"INDEX('Measure Descriptions'!$A$10:$A$46,MATCH(Map_Elec_Fin[[#This Row],[Measure]],'Measure Descriptions'!$B$10:$B$46,0))","v":""},{"$f":"IF($B33<>\"\",IF(VLOOKUP(Map_Elec_Fin[[#This Row],[Measure]],'Measure Descriptions'!$B$10:$H$46,AJ$2,FALSE)<>\"\",VLOOKUP(Map_Elec_Fin[[#This Row],[Measure]],'Measure Descriptions'!$B$10:$H$46,AJ$2,FALSE),\"\"),\"\")","v":""},{"$f":"IF($B33<>\"\",IF(VLOOKUP(Map_Elec_Fin[[#This Row],[Measure]],'Measure Descriptions'!$B$10:$H$46,AK$2,FALSE)<>\"\",VLOOKUP(Map_Elec_Fin[[#This Row],[Measure]],'Measure Descriptions'!$B$10:$H$46,AK$2,FALSE),\"\"),\"\")","v":""},{"$f":"IF($B33<>\"\",IF(VLOOKUP(Map_Elec_Fin[[#This Row],[Measure]],'Measure Descriptions'!$B$10:$H$46,AL$2,FALSE)<>\"\",VLOOKUP(Map_Elec_Fin[[#This Row],[Measure]],'Measure Descriptions'!$B$10:$H$46,AL$2,FALSE),\"\"),\"\")","v":""},{"$f":"IF($B33<>\"\",IF(VLOOKUP(Map_Elec_Fin[[#This Row],[Measure]],'Measure Descriptions'!$B$10:$H$46,AM$2,FALSE)<>\"\",VLOOKUP(Map_Elec_Fin[[#This Row],[Measure]],'Measure Descriptions'!$B$10:$H$46,AM$2,FALSE),\"\"),\"\")","v":""},{"$f":"IF($B33<>\"\",IF(VLOOKUP(Map_Elec_Fin[[#This Row],[Measure]],'Measure Descriptions'!$B$10:$H$46,AN$2,FALSE)<>\"\",VLOOKUP(Map_Elec_Fin[[#This Row],[Measure]],'Measure Descriptions'!$B$10:$H$46,AN$2,FALSE),\"\"),\"\")","v":""},{"$f":"IF($B33<>\"\",IF(VLOOKUP(Map_Elec_Fin[[#This Row],[Measure]],'Measure Descriptions'!$B$10:$H$46,AO$2,FALSE)<>\"\",VLOOKUP(Map_Elec_Fin[[#This Row],[Measure]],'Measure Descriptions'!$B$10:$H$46,AO$2,FALSE),\"\"),\"\")","v":""},{"$f":"IF($B33<>\"\",IF(INDIRECT(\"Measures!\"&AP$2&$B33)<>\"\",INDIRECT(\"Measures!\"&AP$2&$B33),\"\"),\"\")","v":""},null,null,null,null,null,null,null,null,null,null,null,"","",{"$f":"IF($BA33<>\"\",IF(INDIRECT(\"Measures!\"&BD$2&$BA33)<>\"\",INDIRECT(\"Measures!\"&BD$2&$BA33),\"\"),\"\")","v":""},{"$f":"IF($BA33<>\"\",IF(INDIRECT(\"Measures!\"&BE$2&$BA33)<>\"\",INDIRECT(\"Measures!\"&BE$2&$BA33),\"\"),\"\")","v":""},{"$f":"IF($BA33<>\"\",IF(INDIRECT(\"Measures!\"&BF$2&$BA33)<>\"\",INDIRECT(\"Measures!\"&BF$2&$BA33),\"\"),\"\")","v":""},{"$f":"IF($BA33<>\"\",IF(INDIRECT(\"Measures!\"&BG$2&$BA33)<>\"\",INDIRECT(\"Measures!\"&BG$2&$BA33),\"\"),\"\")","v":""},{"$f":"IF($BA33<>\"\",IF(INDIRECT(\"Measures!\"&BH$2&$BA33)<>\"\",INDIRECT(\"Measures!\"&BH$2&$BA33),\"\"),\"\")","v":""},{"$f":"IF($BA33<>\"\",IF(INDIRECT(\"Measures!\"&BI$2&$BA33)<>\"\",INDIRECT(\"Measures!\"&BI$2&$BA33),\"\"),\"\")","v":""},{"$f":"IF($BA33<>\"\",IF(INDIRECT(\"Measures!\"&BJ$2&$BA33)<>\"\",INDIRECT(\"Measures!\"&BJ$2&$BA33),\"\"),\"\")","v":""},{"$f":"IF($BA33<>\"\",IF(INDIRECT(\"Measures!\"&BK$2&$BA33)<>\"\",INDIRECT(\"Measures!\"&BK$2&$BA33),\"\"),\"\")","v":""},{"$f":"IF($BA33<>\"\",IF(INDIRECT(\"Measures!\"&BL$2&$BA33)<>\"\",INDIRECT(\"Measures!\"&BL$2&$BA33),\"\"),\"\")","v":""},{"$f":"IF($BA33<>\"\",IF(INDIRECT(\"Measures!\"&BM$2&$BA33)<>\"\",INDIRECT(\"Measures!\"&BM$2&$BA33),\"\"),\"\")","v":""},{"$f":"IF($BA33<>\"\",IF(INDIRECT(\"Measures!\"&BN$2&$BA33)<>\"\",INDIRECT(\"Measures!\"&BN$2&$BA33),\"\"),\"\")","v":""},{"$f":"IF($BA33<>\"\",IF(INDIRECT(\"Measures!\"&BO$2&$BA33)<>\"\",INDIRECT(\"Measures!\"&BO$2&$BA33),\"\"),\"\")","v":""},{"$f":"IF($BA33<>\"\",IF(INDIRECT(\"Measures!\"&BP$2&$BA33)<>\"\",INDIRECT(\"Measures!\"&BP$2&$BA33),\"\"),\"\")","v":""},{"$f":"IF($BA33<>\"\",IF(INDIRECT(\"Measures!\"&BQ$2&$BA33)<>\"\",INDIRECT(\"Measures!\"&BQ$2&$BA33),\"\"),\"\")","v":""},{"$f":"IF($BA33<>\"\",IF(INDIRECT(\"Measures!\"&BR$2&$BA33)<>\"\",INDIRECT(\"Measures!\"&BR$2&$BA33),\"\"),\"\")","v":""},{"$f":"IF($BA33<>\"\",IF(INDIRECT(\"Measures!\"&BS$2&$BA33)<>\"\",INDIRECT(\"Measures!\"&BS$2&$BA33),\"\"),\"\")","v":""},{"$f":"IF($BA33<>\"\",IF(INDIRECT(\"Measures!\"&BT$2&$BA33)<>\"\",INDIRECT(\"Measures!\"&BT$2&$BA33),\"\"),\"\")","v":""},{"$f":"IF($BA33<>\"\",IF(INDIRECT(\"Measures!\"&BU$2&$BA33)<>\"\",INDIRECT(\"Measures!\"&BU$2&$BA33),\"\"),\"\")","v":""},{"$f":"IF($BA33<>\"\",IF(INDIRECT(\"Measures!\"&BV$2&$BA33)<>\"\",INDIRECT(\"Measures!\"&BV$2&$BA33),\"\"),\"\")","v":""},{"$f":"IF($BA33<>\"\",IF(INDIRECT(\"Measures!\"&BW$2&$BA33)<>\"\",INDIRECT(\"Measures!\"&BW$2&$BA33),\"\"),\"\")","v":""},{"$f":"IF($BA33<>\"\",IF(INDIRECT(\"Measures!\"&BX$2&$BA33)<>\"\",INDIRECT(\"Measures!\"&BX$2&$BA33),\"\"),\"\")","v":""},{"$f":"IF($BA33<>\"\",IF(INDIRECT(\"Measures!\"&BY$2&$BA33)<>\"\",INDIRECT(\"Measures!\"&BY$2&$BA33),\"\"),\"\")","v":""},{"$f":"IF($BA33<>\"\",IF(INDIRECT(\"Measures!\"&BZ$2&$BA33)<>\"\",INDIRECT(\"Measures!\"&BZ$2&$BA33),\"\"),\"\")","v":""},{"$f":"IF($BA33<>\"\",IF(INDIRECT(\"Measures!\"&CA$2&$BA33)<>\"\",INDIRECT(\"Measures!\"&CA$2&$BA33),\"\"),\"\")","v":""},{"$f":"IF($BA33<>\"\",IF(INDIRECT(\"Measures!\"&CB$2&$BA33)<>\"\",INDIRECT(\"Measures!\"&CB$2&$BA33),\"\"),\"\")","v":""},{"$f":"IF($BA33<>\"\",IF(INDIRECT(\"Measures!\"&CC$2&$BA33)<>\"\",INDIRECT(\"Measures!\"&CC$2&$BA33),\"\"),\"\")","v":""},{"$f":"IF($BA33<>\"\",IF(INDIRECT(\"Measures!\"&CD$2&$BA33)<>\"\",INDIRECT(\"Measures!\"&CD$2&$BA33),\"\"),\"\")","v":""},{"$f":"IF($BA33<>\"\",IF(INDIRECT(\"Measures!\"&CE$2&$BA33)<>\"\",INDIRECT(\"Measures!\"&CE$2&$BA33),\"\"),\"\")","v":""},{"$f":"IF($BA33<>\"\",IF(INDIRECT(\"Measures!\"&CF$2&$BA33)<>\"\",INDIRECT(\"Measures!\"&CF$2&$BA33),\"\"),\"\")","v":""},{"$f":"IF($BA33<>\"\",IF(INDIRECT(\"Measures!\"&CG$2&$BA33)<>\"\",INDIRECT(\"Measures!\"&CG$2&$BA33),\"\"),\"\")","v":""},{"$f":"INDEX('Measure Descriptions'!$A$10:$A$46,MATCH(Map_Gas_Fin[[#This Row],[Measure]],'Measure Descriptions'!$B$10:$B$46,0))","v":""},{"$f":"IF($BA33<>\"\",IF(VLOOKUP(Map_Gas_Fin[[#This Row],[Measure]],'Measure Descriptions'!$B$10:$H$46,CI$2,FALSE)<>\"\",VLOOKUP(Map_Gas_Fin[[#This Row],[Measure]],'Measure Descriptions'!$B$10:$H$46,CI$2,FALSE),\"\"),\"\")","v":""},{"$f":"IF($BA33<>\"\",IF(VLOOKUP(Map_Gas_Fin[[#This Row],[Measure]],'Measure Descriptions'!$B$10:$H$46,CJ$2,FALSE)<>\"\",VLOOKUP(Map_Gas_Fin[[#This Row],[Measure]],'Measure Descriptions'!$B$10:$H$46,CJ$2,FALSE),\"\"),\"\")","v":""},{"$f":"IF($BA33<>\"\",IF(VLOOKUP(Map_Gas_Fin[[#This Row],[Measure]],'Measure Descriptions'!$B$10:$H$46,CK$2,FALSE)<>\"\",VLOOKUP(Map_Gas_Fin[[#This Row],[Measure]],'Measure Descriptions'!$B$10:$H$46,CK$2,FALSE),\"\"),\"\")","v":""},{"$f":"IF($BA33<>\"\",IF(VLOOKUP(Map_Gas_Fin[[#This Row],[Measure]],'Measure Descriptions'!$B$10:$H$46,CL$2,FALSE)<>\"\",VLOOKUP(Map_Gas_Fin[[#This Row],[Measure]],'Measure Descriptions'!$B$10:$H$46,CL$2,FALSE),\"\"),\"\")","v":""},{"$f":"IF($BA33<>\"\",IF(VLOOKUP(Map_Gas_Fin[[#This Row],[Measure]],'Measure Descriptions'!$B$10:$H$46,CM$2,FALSE)<>\"\",VLOOKUP(Map_Gas_Fin[[#This Row],[Measure]],'Measure Descriptions'!$B$10:$H$46,CM$2,FALSE),\"\"),\"\")","v":""},{"$f":"IF($BA33<>\"\",IF(VLOOKUP(Map_Gas_Fin[[#This Row],[Measure]],'Measure Descriptions'!$B$10:$H$46,CN$2,FALSE)<>\"\",VLOOKUP(Map_Gas_Fin[[#This Row],[Measure]],'Measure Descriptions'!$B$10:$H$46,CN$2,FALSE),\"\"),\"\")","v":""},{"$f":"IF($BA33<>\"\",IF(INDIRECT(\"Measures!\"&CO$2&$BA33)<>\"\",INDIRECT(\"Measures!\"&CO$2&$BA33),\"\"),\"\")","v":""}]
[null,null,"","",{"$f":"IF($B34<>\"\",IF(INDIRECT(\"Measures!\"&E$2&$B34)<>\"\",INDIRECT(\"Measures!\"&E$2&$B34),\"\"),\"\")","v":""},{"$f":"IF($B34<>\"\",IF(INDIRECT(\"Measures!\"&F$2&$B34)<>\"\",INDIRECT(\"Measures!\"&F$2&$B34),\"\"),\"\")","v":""},{"$f":"IF($B34<>\"\",IF(INDIRECT(\"Measures!\"&G$2&$B34)<>\"\",INDIRECT(\"Measures!\"&G$2&$B34),\"\"),\"\")","v":""},{"$f":"IF($B34<>\"\",IF(INDIRECT(\"Measures!\"&H$2&$B34)<>\"\",INDIRECT(\"Measures!\"&H$2&$B34),\"\"),\"\")","v":""},{"$f":"IF($B34<>\"\",IF(INDIRECT(\"Measures!\"&I$2&$B34)<>\"\",INDIRECT(\"Measures!\"&I$2&$B34),\"\"),\"\")","v":""},{"$f":"IF($B34<>\"\",IF(INDIRECT(\"Measures!\"&J$2&$B34)<>\"\",INDIRECT(\"Measures!\"&J$2&$B34),\"\"),\"\")","v":""},{"$f":"IF($B34<>\"\",IF(INDIRECT(\"Measures!\"&K$2&$B34)<>\"\",INDIRECT(\"Measures!\"&K$2&$B34),\"\"),\"\")","v":""},{"$f":"IF($B34<>\"\",IF(INDIRECT(\"Measures!\"&L$2&$B34)<>\"\",INDIRECT(\"Measures!\"&L$2&$B34),\"\"),\"\")","v":""},{"$f":"IF($B34<>\"\",IF(INDIRECT(\"Measures!\"&M$2&$B34)<>\"\",INDIRECT(\"Measures!\"&M$2&$B34),\"\"),\"\")","v":""},{"$f":"IF($B34<>\"\",IF(INDIRECT(\"Measures!\"&N$2&$B34)<>\"\",INDIRECT(\"Measures!\"&N$2&$B34),\"\"),\"\")","v":""},{"$f":"IF($B34<>\"\",IF(INDIRECT(\"Measures!\"&O$2&$B34)<>\"\",INDIRECT(\"Measures!\"&O$2&$B34),\"\"),\"\")","v":""},{"$f":"IF($B34<>\"\",IF(INDIRECT(\"Measures!\"&P$2&$B34)<>\"\",INDIRECT(\"Measures!\"&P$2&$B34),\"\"),\"\")","v":""},{"$f":"IF($B34<>\"\",IF(INDIRECT(\"Measures!\"&Q$2&$B34)<>\"\",INDIRECT(\"Measures!\"&Q$2&$B34),\"\"),\"\")","v":""},{"$f":"IF($B34<>\"\",IF(INDIRECT(\"Measures!\"&R$2&$B34)<>\"\",INDIRECT(\"Measures!\"&R$2&$B34),\"\"),\"\")","v":""},{"$f":"IF($B34<>\"\",IF(INDIRECT(\"Measures!\"&S$2&$B34)<>\"\",INDIRECT(\"Measures!\"&S$2&$B34),\"\"),\"\")","v":""},{"$f":"IF($B34<>\"\",IF(INDIRECT(\"Measures!\"&T$2&$B34)<>\"\",INDIRECT(\"Measures!\"&T$2&$B34),\"\"),\"\")","v":""},{"$f":"IF($B34<>\"\",IF(INDIRECT(\"Measures!\"&U$2&$B34)<>\"\",INDIRECT(\"Measures!\"&U$2&$B34),\"\"),\"\")","v":""},{"$f":"IF($B34<>\"\",IF(INDIRECT(\"Measures!\"&V$2&$B34)<>\"\",INDIRECT(\"Measures!\"&V$2&$B34),\"\"),\"\")","v":""},{"$f":"IF($B34<>\"\",IF(INDIRECT(\"Measures!\"&W$2&$B34)<>\"\",INDIRECT(\"Measures!\"&W$2&$B34),\"\"),\"\")","v":""},{"$f":"IF($B34<>\"\",IF(INDIRECT(\"Measures!\"&X$2&$B34)<>\"\",INDIRECT(\"Measures!\"&X$2&$B34),\"\"),\"\")","v":""},{"$f":"IF($B34<>\"\",IF(INDIRECT(\"Measures!\"&Y$2&$B34)<>\"\",INDIRECT(\"Measures!\"&Y$2&$B34),\"\"),\"\")","v":""},{"$f":"IF($B34<>\"\",IF(INDIRECT(\"Measures!\"&Z$2&$B34)<>\"\",INDIRECT(\"Measures!\"&Z$2&$B34),\"\"),\"\")","v":""},{"$f":"IF($B34<>\"\",IF(INDIRECT(\"Measures!\"&AA$2&$B34)<>\"\",INDIRECT(\"Measures!\"&AA$2&$B34),\"\"),\"\")","v":""},{"$f":"IF($B34<>\"\",IF(INDIRECT(\"Measures!\"&AB$2&$B34)<>\"\",INDIRECT(\"Measures!\"&AB$2&$B34),\"\"),\"\")","v":""},{"$f":"IF($B34<>\"\",IF(INDIRECT(\"Measures!\"&AC$2&$B34)<>\"\",INDIRECT(\"Measures!\"&AC$2&$B34),\"\"),\"\")","v":""},{"$f":"IF($B34<>\"\",IF(INDIRECT(\"Measures!\"&AD$2&$B34)<>\"\",INDIRECT(\"Measures!\"&AD$2&$B34),\"\"),\"\")","v":""},{"$f":"IF($B34<>\"\",IF(INDIRECT(\"Measures!\"&AE$2&$B34)<>\"\",INDIRECT(\"Measures!\"&AE$2&$B34),\"\"),\"\")","v":""},{"$f":"IF($B34<>\"\",IF(INDIRECT(\"Measures!\"&AF$2&$B34)<>\"\",INDIRECT(\"Measures!\"&AF$2&$B34),\"\"),\"\")","v":""},{"$f":"IF($B34<>\"\",IF(INDIRECT(\"Measures!\"&AG$2&$B34)<>\"\",INDIRECT(\"Measures!\"&AG$2&$B34),\"\"),\"\")","v":""},{"$f":"IF($B34<>\"\",IF(INDIRECT(\"Measures!\"&AH$2&$B34)<>\"\",INDIRECT(\"Measures!\"&AH$2&$B34),\"\"),\"\")","v":""},{"$f":"INDEX('Measure Descriptions'!$A$10:$A$46,MATCH(Map_Elec_Fin[[#This Row],[Measure]],'Measure Descriptions'!$B$10:$B$46,0))","v":""},{"$f":"IF($B34<>\"\",IF(VLOOKUP(Map_Elec_Fin[[#This Row],[Measure]],'Measure Descriptions'!$B$10:$H$46,AJ$2,FALSE)<>\"\",VLOOKUP(Map_Elec_Fin[[#This Row],[Measure]],'Measure Descriptions'!$B$10:$H$46,AJ$2,FALSE),\"\"),\"\")","v":""},{"$f":"IF($B34<>\"\",IF(VLOOKUP(Map_Elec_Fin[[#This Row],[Measure]],'Measure Descriptions'!$B$10:$H$46,AK$2,FALSE)<>\"\",VLOOKUP(Map_Elec_Fin[[#This Row],[Measure]],'Measure Descriptions'!$B$10:$H$46,AK$2,FALSE),\"\"),\"\")","v":""},{"$f":"IF($B34<>\"\",IF(VLOOKUP(Map_Elec_Fin[[#This Row],[Measure]],'Measure Descriptions'!$B$10:$H$46,AL$2,FALSE)<>\"\",VLOOKUP(Map_Elec_Fin[[#This Row],[Measure]],'Measure Descriptions'!$B$10:$H$46,AL$2,FALSE),\"\"),\"\")","v":""},{"$f":"IF($B34<>\"\",IF(VLOOKUP(Map_Elec_Fin[[#This Row],[Measure]],'Measure Descriptions'!$B$10:$H$46,AM$2,FALSE)<>\"\",VLOOKUP(Map_Elec_Fin[[#This Row],[Measure]],'Measure Descriptions'!$B$10:$H$46,AM$2,FALSE),\"\"),\"\")","v":""},{"$f":"IF($B34<>\"\",IF(VLOOKUP(Map_Elec_Fin[[#This Row],[Measure]],'Measure Descriptions'!$B$10:$H$46,AN$2,FALSE)<>\"\",VLOOKUP(Map_Elec_Fin[[#This Row],[Measure]],'Measure Descriptions'!$B$10:$H$46,AN$2,FALSE),\"\"),\"\")","v":""},{"$f":"IF($B34<>\"\",IF(VLOOKUP(Map_Elec_Fin[[#This Row],[Measure]],'Measure Descriptions'!$B$10:$H$46,AO$2,FALSE)<>\"\",VLOOKUP(Map_Elec_Fin[[#This Row],[Measure]],'Measure Descriptions'!$B$10:$H$46,AO$2,FALSE),\"\"),\"\")","v":""},{"$f":"IF($B34<>\"\",IF(INDIRECT(\"Measures!\"&AP$2&$B34)<>\"\",INDIRECT(\"Measures!\"&AP$2&$B34),\"\"),\"\")","v":""},null,null,null,null,null,null,null,null,null,null,null,"","",{"$f":"IF($BA34<>\"\",IF(INDIRECT(\"Measures!\"&BD$2&$BA34)<>\"\",INDIRECT(\"Measures!\"&BD$2&$BA34),\"\"),\"\")","v":""},{"$f":"IF($BA34<>\"\",IF(INDIRECT(\"Measures!\"&BE$2&$BA34)<>\"\",INDIRECT(\"Measures!\"&BE$2&$BA34),\"\"),\"\")","v":""},{"$f":"IF($BA34<>\"\",IF(INDIRECT(\"Measures!\"&BF$2&$BA34)<>\"\",INDIRECT(\"Measures!\"&BF$2&$BA34),\"\"),\"\")","v":""},{"$f":"IF($BA34<>\"\",IF(INDIRECT(\"Measures!\"&BG$2&$BA34)<>\"\",INDIRECT(\"Measures!\"&BG$2&$BA34),\"\"),\"\")","v":""},{"$f":"IF($BA34<>\"\",IF(INDIRECT(\"Measures!\"&BH$2&$BA34)<>\"\",INDIRECT(\"Measures!\"&BH$2&$BA34),\"\"),\"\")","v":""},{"$f":"IF($BA34<>\"\",IF(INDIRECT(\"Measures!\"&BI$2&$BA34)<>\"\",INDIRECT(\"Measures!\"&BI$2&$BA34),\"\"),\"\")","v":""},{"$f":"IF($BA34<>\"\",IF(INDIRECT(\"Measures!\"&BJ$2&$BA34)<>\"\",INDIRECT(\"Measures!\"&BJ$2&$BA34),\"\"),\"\")","v":""},{"$f":"IF($BA34<>\"\",IF(INDIRECT(\"Measures!\"&BK$2&$BA34)<>\"\",INDIRECT(\"Measures!\"&BK$2&$BA34),\"\"),\"\")","v":""},{"$f":"IF($BA34<>\"\",IF(INDIRECT(\"Measures!\"&BL$2&$BA34)<>\"\",INDIRECT(\"Measures!\"&BL$2&$BA34),\"\"),\"\")","v":""},{"$f":"IF($BA34<>\"\",IF(INDIRECT(\"Measures!\"&BM$2&$BA34)<>\"\",INDIRECT(\"Measures!\"&BM$2&$BA34),\"\"),\"\")","v":""},{"$f":"IF($BA34<>\"\",IF(INDIRECT(\"Measures!\"&BN$2&$BA34)<>\"\",INDIRECT(\"Measures!\"&BN$2&$BA34),\"\"),\"\")","v":""},{"$f":"IF($BA34<>\"\",IF(INDIRECT(\"Measures!\"&BO$2&$BA34)<>\"\",INDIRECT(\"Measures!\"&BO$2&$BA34),\"\"),\"\")","v":""},{"$f":"IF($BA34<>\"\",IF(INDIRECT(\"Measures!\"&BP$2&$BA34)<>\"\",INDIRECT(\"Measures!\"&BP$2&$BA34),\"\"),\"\")","v":""},{"$f":"IF($BA34<>\"\",IF(INDIRECT(\"Measures!\"&BQ$2&$BA34)<>\"\",INDIRECT(\"Measures!\"&BQ$2&$BA34),\"\"),\"\")","v":""},{"$f":"IF($BA34<>\"\",IF(INDIRECT(\"Measures!\"&BR$2&$BA34)<>\"\",INDIRECT(\"Measures!\"&BR$2&$BA34),\"\"),\"\")","v":""},{"$f":"IF($BA34<>\"\",IF(INDIRECT(\"Measures!\"&BS$2&$BA34)<>\"\",INDIRECT(\"Measures!\"&BS$2&$BA34),\"\"),\"\")","v":""},{"$f":"IF($BA34<>\"\",IF(INDIRECT(\"Measures!\"&BT$2&$BA34)<>\"\",INDIRECT(\"Measures!\"&BT$2&$BA34),\"\"),\"\")","v":""},{"$f":"IF($BA34<>\"\",IF(INDIRECT(\"Measures!\"&BU$2&$BA34)<>\"\",INDIRECT(\"Measures!\"&BU$2&$BA34),\"\"),\"\")","v":""},{"$f":"IF($BA34<>\"\",IF(INDIRECT(\"Measures!\"&BV$2&$BA34)<>\"\",INDIRECT(\"Measures!\"&BV$2&$BA34),\"\"),\"\")","v":""},{"$f":"IF($BA34<>\"\",IF(INDIRECT(\"Measures!\"&BW$2&$BA34)<>\"\",INDIRECT(\"Measures!\"&BW$2&$BA34),\"\"),\"\")","v":""},{"$f":"IF($BA34<>\"\",IF(INDIRECT(\"Measures!\"&BX$2&$BA34)<>\"\",INDIRECT(\"Measures!\"&BX$2&$BA34),\"\"),\"\")","v":""},{"$f":"IF($BA34<>\"\",IF(INDIRECT(\"Measures!\"&BY$2&$BA34)<>\"\",INDIRECT(\"Measures!\"&BY$2&$BA34),\"\"),\"\")","v":""},{"$f":"IF($BA34<>\"\",IF(INDIRECT(\"Measures!\"&BZ$2&$BA34)<>\"\",INDIRECT(\"Measures!\"&BZ$2&$BA34),\"\"),\"\")","v":""},{"$f":"IF($BA34<>\"\",IF(INDIRECT(\"Measures!\"&CA$2&$BA34)<>\"\",INDIRECT(\"Measures!\"&CA$2&$BA34),\"\"),\"\")","v":""},{"$f":"IF($BA34<>\"\",IF(INDIRECT(\"Measures!\"&CB$2&$BA34)<>\"\",INDIRECT(\"Measures!\"&CB$2&$BA34),\"\"),\"\")","v":""},{"$f":"IF($BA34<>\"\",IF(INDIRECT(\"Measures!\"&CC$2&$BA34)<>\"\",INDIRECT(\"Measures!\"&CC$2&$BA34),\"\"),\"\")","v":""},{"$f":"IF($BA34<>\"\",IF(INDIRECT(\"Measures!\"&CD$2&$BA34)<>\"\",INDIRECT(\"Measures!\"&CD$2&$BA34),\"\"),\"\")","v":""},{"$f":"IF($BA34<>\"\",IF(INDIRECT(\"Measures!\"&CE$2&$BA34)<>\"\",INDIRECT(\"Measures!\"&CE$2&$BA34),\"\"),\"\")","v":""},{"$f":"IF($BA34<>\"\",IF(INDIRECT(\"Measures!\"&CF$2&$BA34)<>\"\",INDIRECT(\"Measures!\"&CF$2&$BA34),\"\"),\"\")","v":""},{"$f":"IF($BA34<>\"\",IF(INDIRECT(\"Measures!\"&CG$2&$BA34)<>\"\",INDIRECT(\"Measures!\"&CG$2&$BA34),\"\"),\"\")","v":""},{"$f":"INDEX('Measure Descriptions'!$A$10:$A$46,MATCH(Map_Gas_Fin[[#This Row],[Measure]],'Measure Descriptions'!$B$10:$B$46,0))","v":""},{"$f":"IF($BA34<>\"\",IF(VLOOKUP(Map_Gas_Fin[[#This Row],[Measure]],'Measure Descriptions'!$B$10:$H$46,CI$2,FALSE)<>\"\",VLOOKUP(Map_Gas_Fin[[#This Row],[Measure]],'Measure Descriptions'!$B$10:$H$46,CI$2,FALSE),\"\"),\"\")","v":""},{"$f":"IF($BA34<>\"\",IF(VLOOKUP(Map_Gas_Fin[[#This Row],[Measure]],'Measure Descriptions'!$B$10:$H$46,CJ$2,FALSE)<>\"\",VLOOKUP(Map_Gas_Fin[[#This Row],[Measure]],'Measure Descriptions'!$B$10:$H$46,CJ$2,FALSE),\"\"),\"\")","v":""},{"$f":"IF($BA34<>\"\",IF(VLOOKUP(Map_Gas_Fin[[#This Row],[Measure]],'Measure Descriptions'!$B$10:$H$46,CK$2,FALSE)<>\"\",VLOOKUP(Map_Gas_Fin[[#This Row],[Measure]],'Measure Descriptions'!$B$10:$H$46,CK$2,FALSE),\"\"),\"\")","v":""},{"$f":"IF($BA34<>\"\",IF(VLOOKUP(Map_Gas_Fin[[#This Row],[Measure]],'Measure Descriptions'!$B$10:$H$46,CL$2,FALSE)<>\"\",VLOOKUP(Map_Gas_Fin[[#This Row],[Measure]],'Measure Descriptions'!$B$10:$H$46,CL$2,FALSE),\"\"),\"\")","v":""},{"$f":"IF($BA34<>\"\",IF(VLOOKUP(Map_Gas_Fin[[#This Row],[Measure]],'Measure Descriptions'!$B$10:$H$46,CM$2,FALSE)<>\"\",VLOOKUP(Map_Gas_Fin[[#This Row],[Measure]],'Measure Descriptions'!$B$10:$H$46,CM$2,FALSE),\"\"),\"\")","v":""},{"$f":"IF($BA34<>\"\",IF(VLOOKUP(Map_Gas_Fin[[#This Row],[Measure]],'Measure Descriptions'!$B$10:$H$46,CN$2,FALSE)<>\"\",VLOOKUP(Map_Gas_Fin[[#This Row],[Measure]],'Measure Descriptions'!$B$10:$H$46,CN$2,FALSE),\"\"),\"\")","v":""},{"$f":"IF($BA34<>\"\",IF(INDIRECT(\"Measures!\"&CO$2&$BA34)<>\"\",INDIRECT(\"Measures!\"&CO$2&$BA34),\"\"),\"\")","v":""}]
[null,null,"","",{"$f":"IF($B35<>\"\",IF(INDIRECT(\"Measures!\"&E$2&$B35)<>\"\",INDIRECT(\"Measures!\"&E$2&$B35),\"\"),\"\")","v":""},{"$f":"IF($B35<>\"\",IF(INDIRECT(\"Measures!\"&F$2&$B35)<>\"\",INDIRECT(\"Measures!\"&F$2&$B35),\"\"),\"\")","v":""},{"$f":"IF($B35<>\"\",IF(INDIRECT(\"Measures!\"&G$2&$B35)<>\"\",INDIRECT(\"Measures!\"&G$2&$B35),\"\"),\"\")","v":""},{"$f":"IF($B35<>\"\",IF(INDIRECT(\"Measures!\"&H$2&$B35)<>\"\",INDIRECT(\"Measures!\"&H$2&$B35),\"\"),\"\")","v":""},{"$f":"IF($B35<>\"\",IF(INDIRECT(\"Measures!\"&I$2&$B35)<>\"\",INDIRECT(\"Measures!\"&I$2&$B35),\"\"),\"\")","v":""},{"$f":"IF($B35<>\"\",IF(INDIRECT(\"Measures!\"&J$2&$B35)<>\"\",INDIRECT(\"Measures!\"&J$2&$B35),\"\"),\"\")","v":""},{"$f":"IF($B35<>\"\",IF(INDIRECT(\"Measures!\"&K$2&$B35)<>\"\",INDIRECT(\"Measures!\"&K$2&$B35),\"\"),\"\")","v":""},{"$f":"IF($B35<>\"\",IF(INDIRECT(\"Measures!\"&L$2&$B35)<>\"\",INDIRECT(\"Measures!\"&L$2&$B35),\"\"),\"\")","v":""},{"$f":"IF($B35<>\"\",IF(INDIRECT(\"Measures!\"&M$2&$B35)<>\"\",INDIRECT(\"Measures!\"&M$2&$B35),\"\"),\"\")","v":""},{"$f":"IF($B35<>\"\",IF(INDIRECT(\"Measures!\"&N$2&$B35)<>\"\",INDIRECT(\"Measures!\"&N$2&$B35),\"\"),\"\")","v":""},{"$f":"IF($B35<>\"\",IF(INDIRECT(\"Measures!\"&O$2&$B35)<>\"\",INDIRECT(\"Measures!\"&O$2&$B35),\"\"),\"\")","v":""},{"$f":"IF($B35<>\"\",IF(INDIRECT(\"Measures!\"&P$2&$B35)<>\"\",INDIRECT(\"Measures!\"&P$2&$B35),\"\"),\"\")","v":""},{"$f":"IF($B35<>\"\",IF(INDIRECT(\"Measures!\"&Q$2&$B35)<>\"\",INDIRECT(\"Measures!\"&Q$2&$B35),\"\"),\"\")","v":""},{"$f":"IF($B35<>\"\",IF(INDIRECT(\"Measures!\"&R$2&$B35)<>\"\",INDIRECT(\"Measures!\"&R$2&$B35),\"\"),\"\")","v":""},{"$f":"IF($B35<>\"\",IF(INDIRECT(\"Measures!\"&S$2&$B35)<>\"\",INDIRECT(\"Measures!\"&S$2&$B35),\"\"),\"\")","v":""},{"$f":"IF($B35<>\"\",IF(INDIRECT(\"Measures!\"&T$2&$B35)<>\"\",INDIRECT(\"Measures!\"&T$2&$B35),\"\"),\"\")","v":""},{"$f":"IF($B35<>\"\",IF(INDIRECT(\"Measures!\"&U$2&$B35)<>\"\",INDIRECT(\"Measures!\"&U$2&$B35),\"\"),\"\")","v":""},{"$f":"IF($B35<>\"\",IF(INDIRECT(\"Measures!\"&V$2&$B35)<>\"\",INDIRECT(\"Measures!\"&V$2&$B35),\"\"),\"\")","v":""},{"$f":"IF($B35<>\"\",IF(INDIRECT(\"Measures!\"&W$2&$B35)<>\"\",INDIRECT(\"Measures!\"&W$2&$B35),\"\"),\"\")","v":""},{"$f":"IF($B35<>\"\",IF(INDIRECT(\"Measures!\"&X$2&$B35)<>\"\",INDIRECT(\"Measures!\"&X$2&$B35),\"\"),\"\")","v":""},{"$f":"IF($B35<>\"\",IF(INDIRECT(\"Measures!\"&Y$2&$B35)<>\"\",INDIRECT(\"Measures!\"&Y$2&$B35),\"\"),\"\")","v":""},{"$f":"IF($B35<>\"\",IF(INDIRECT(\"Measures!\"&Z$2&$B35)<>\"\",INDIRECT(\"Measures!\"&Z$2&$B35),\"\"),\"\")","v":""},{"$f":"IF($B35<>\"\",IF(INDIRECT(\"Measures!\"&AA$2&$B35)<>\"\",INDIRECT(\"Measures!\"&AA$2&$B35),\"\"),\"\")","v":""},{"$f":"IF($B35<>\"\",IF(INDIRECT(\"Measures!\"&AB$2&$B35)<>\"\",INDIRECT(\"Measures!\"&AB$2&$B35),\"\"),\"\")","v":""},{"$f":"IF($B35<>\"\",IF(INDIRECT(\"Measures!\"&AC$2&$B35)<>\"\",INDIRECT(\"Measures!\"&AC$2&$B35),\"\"),\"\")","v":""},{"$f":"IF($B35<>\"\",IF(INDIRECT(\"Measures!\"&AD$2&$B35)<>\"\",INDIRECT(\"Measures!\"&AD$2&$B35),\"\"),\"\")","v":""},{"$f":"IF($B35<>\"\",IF(INDIRECT(\"Measures!\"&AE$2&$B35)<>\"\",INDIRECT(\"Measures!\"&AE$2&$B35),\"\"),\"\")","v":""},{"$f":"IF($B35<>\"\",IF(INDIRECT(\"Measures!\"&AF$2&$B35)<>\"\",INDIRECT(\"Measures!\"&AF$2&$B35),\"\"),\"\")","v":""},{"$f":"IF($B35<>\"\",IF(INDIRECT(\"Measures!\"&AG$2&$B35)<>\"\",INDIRECT(\"Measures!\"&AG$2&$B35),\"\"),\"\")","v":""},{"$f":"IF($B35<>\"\",IF(INDIRECT(\"Measures!\"&AH$2&$B35)<>\"\",INDIRECT(\"Measures!\"&AH$2&$B35),\"\"),\"\")","v":""},{"$f":"INDEX('Measure Descriptions'!$A$10:$A$46,MATCH(Map_Elec_Fin[[#This Row],[Measure]],'Measure Descriptions'!$B$10:$B$46,0))","v":""},{"$f":"IF($B35<>\"\",IF(VLOOKUP(Map_Elec_Fin[[#This Row],[Measure]],'Measure Descriptions'!$B$10:$H$46,AJ$2,FALSE)<>\"\",VLOOKUP(Map_Elec_Fin[[#This Row],[Measure]],'Measure Descriptions'!$B$10:$H$46,AJ$2,FALSE),\"\"),\"\")","v":""},{"$f":"IF($B35<>\"\",IF(VLOOKUP(Map_Elec_Fin[[#This Row],[Measure]],'Measure Descriptions'!$B$10:$H$46,AK$2,FALSE)<>\"\",VLOOKUP(Map_Elec_Fin[[#This Row],[Measure]],'Measure Descriptions'!$B$10:$H$46,AK$2,FALSE),\"\"),\"\")","v":""},{"$f":"IF($B35<>\"\",IF(VLOOKUP(Map_Elec_Fin[[#This Row],[Measure]],'Measure Descriptions'!$B$10:$H$46,AL$2,FALSE)<>\"\",VLOOKUP(Map_Elec_Fin[[#This Row],[Measure]],'Measure Descriptions'!$B$10:$H$46,AL$2,FALSE),\"\"),\"\")","v":""},{"$f":"IF($B35<>\"\",IF(VLOOKUP(Map_Elec_Fin[[#This Row],[Measure]],'Measure Descriptions'!$B$10:$H$46,AM$2,FALSE)<>\"\",VLOOKUP(Map_Elec_Fin[[#This Row],[Measure]],'Measure Descriptions'!$B$10:$H$46,AM$2,FALSE),\"\"),\"\")","v":""},{"$f":"IF($B35<>\"\",IF(VLOOKUP(Map_Elec_Fin[[#This Row],[Measure]],'Measure Descriptions'!$B$10:$H$46,AN$2,FALSE)<>\"\",VLOOKUP(Map_Elec_Fin[[#This Row],[Measure]],'Measure Descriptions'!$B$10:$H$46,AN$2,FALSE),\"\"),\"\")","v":""},{"$f":"IF($B35<>\"\",IF(VLOOKUP(Map_Elec_Fin[[#This Row],[Measure]],'Measure Descriptions'!$B$10:$H$46,AO$2,FALSE)<>\"\",VLOOKUP(Map_Elec_Fin[[#This Row],[Measure]],'Measure Descriptions'!$B$10:$H$46,AO$2,FALSE),\"\"),\"\")","v":""},{"$f":"IF($B35<>\"\",IF(INDIRECT(\"Measures!\"&AP$2&$B35)<>\"\",INDIRECT(\"Measures!\"&AP$2&$B35),\"\"),\"\")","v":""},null,null,null,null,null,null,null,null,null,null,null,"","",{"$f":"IF($BA35<>\"\",IF(INDIRECT(\"Measures!\"&BD$2&$BA35)<>\"\",INDIRECT(\"Measures!\"&BD$2&$BA35),\"\"),\"\")","v":""},{"$f":"IF($BA35<>\"\",IF(INDIRECT(\"Measures!\"&BE$2&$BA35)<>\"\",INDIRECT(\"Measures!\"&BE$2&$BA35),\"\"),\"\")","v":""},{"$f":"IF($BA35<>\"\",IF(INDIRECT(\"Measures!\"&BF$2&$BA35)<>\"\",INDIRECT(\"Measures!\"&BF$2&$BA35),\"\"),\"\")","v":""},{"$f":"IF($BA35<>\"\",IF(INDIRECT(\"Measures!\"&BG$2&$BA35)<>\"\",INDIRECT(\"Measures!\"&BG$2&$BA35),\"\"),\"\")","v":""},{"$f":"IF($BA35<>\"\",IF(INDIRECT(\"Measures!\"&BH$2&$BA35)<>\"\",INDIRECT(\"Measures!\"&BH$2&$BA35),\"\"),\"\")","v":""},{"$f":"IF($BA35<>\"\",IF(INDIRECT(\"Measures!\"&BI$2&$BA35)<>\"\",INDIRECT(\"Measures!\"&BI$2&$BA35),\"\"),\"\")","v":""},{"$f":"IF($BA35<>\"\",IF(INDIRECT(\"Measures!\"&BJ$2&$BA35)<>\"\",INDIRECT(\"Measures!\"&BJ$2&$BA35),\"\"),\"\")","v":""},{"$f":"IF($BA35<>\"\",IF(INDIRECT(\"Measures!\"&BK$2&$BA35)<>\"\",INDIRECT(\"Measures!\"&BK$2&$BA35),\"\"),\"\")","v":""},{"$f":"IF($BA35<>\"\",IF(INDIRECT(\"Measures!\"&BL$2&$BA35)<>\"\",INDIRECT(\"Measures!\"&BL$2&$BA35),\"\"),\"\")","v":""},{"$f":"IF($BA35<>\"\",IF(INDIRECT(\"Measures!\"&BM$2&$BA35)<>\"\",INDIRECT(\"Measures!\"&BM$2&$BA35),\"\"),\"\")","v":""},{"$f":"IF($BA35<>\"\",IF(INDIRECT(\"Measures!\"&BN$2&$BA35)<>\"\",INDIRECT(\"Measures!\"&BN$2&$BA35),\"\"),\"\")","v":""},{"$f":"IF($BA35<>\"\",IF(INDIRECT(\"Measures!\"&BO$2&$BA35)<>\"\",INDIRECT(\"Measures!\"&BO$2&$BA35),\"\"),\"\")","v":""},{"$f":"IF($BA35<>\"\",IF(INDIRECT(\"Measures!\"&BP$2&$BA35)<>\"\",INDIRECT(\"Measures!\"&BP$2&$BA35),\"\"),\"\")","v":""},{"$f":"IF($BA35<>\"\",IF(INDIRECT(\"Measures!\"&BQ$2&$BA35)<>\"\",INDIRECT(\"Measures!\"&BQ$2&$BA35),\"\"),\"\")","v":""},{"$f":"IF($BA35<>\"\",IF(INDIRECT(\"Measures!\"&BR$2&$BA35)<>\"\",INDIRECT(\"Measures!\"&BR$2&$BA35),\"\"),\"\")","v":""},{"$f":"IF($BA35<>\"\",IF(INDIRECT(\"Measures!\"&BS$2&$BA35)<>\"\",INDIRECT(\"Measures!\"&BS$2&$BA35),\"\"),\"\")","v":""},{"$f":"IF($BA35<>\"\",IF(INDIRECT(\"Measures!\"&BT$2&$BA35)<>\"\",INDIRECT(\"Measures!\"&BT$2&$BA35),\"\"),\"\")","v":""},{"$f":"IF($BA35<>\"\",IF(INDIRECT(\"Measures!\"&BU$2&$BA35)<>\"\",INDIRECT(\"Measures!\"&BU$2&$BA35),\"\"),\"\")","v":""},{"$f":"IF($BA35<>\"\",IF(INDIRECT(\"Measures!\"&BV$2&$BA35)<>\"\",INDIRECT(\"Measures!\"&BV$2&$BA35),\"\"),\"\")","v":""},{"$f":"IF($BA35<>\"\",IF(INDIRECT(\"Measures!\"&BW$2&$BA35)<>\"\",INDIRECT(\"Measures!\"&BW$2&$BA35),\"\"),\"\")","v":""},{"$f":"IF($BA35<>\"\",IF(INDIRECT(\"Measures!\"&BX$2&$BA35)<>\"\",INDIRECT(\"Measures!\"&BX$2&$BA35),\"\"),\"\")","v":""},{"$f":"IF($BA35<>\"\",IF(INDIRECT(\"Measures!\"&BY$2&$BA35)<>\"\",INDIRECT(\"Measures!\"&BY$2&$BA35),\"\"),\"\")","v":""},{"$f":"IF($BA35<>\"\",IF(INDIRECT(\"Measures!\"&BZ$2&$BA35)<>\"\",INDIRECT(\"Measures!\"&BZ$2&$BA35),\"\"),\"\")","v":""},{"$f":"IF($BA35<>\"\",IF(INDIRECT(\"Measures!\"&CA$2&$BA35)<>\"\",INDIRECT(\"Measures!\"&CA$2&$BA35),\"\"),\"\")","v":""},{"$f":"IF($BA35<>\"\",IF(INDIRECT(\"Measures!\"&CB$2&$BA35)<>\"\",INDIRECT(\"Measures!\"&CB$2&$BA35),\"\"),\"\")","v":""},{"$f":"IF($BA35<>\"\",IF(INDIRECT(\"Measures!\"&CC$2&$BA35)<>\"\",INDIRECT(\"Measures!\"&CC$2&$BA35),\"\"),\"\")","v":""},{"$f":"IF($BA35<>\"\",IF(INDIRECT(\"Measures!\"&CD$2&$BA35)<>\"\",INDIRECT(\"Measures!\"&CD$2&$BA35),\"\"),\"\")","v":""},{"$f":"IF($BA35<>\"\",IF(INDIRECT(\"Measures!\"&CE$2&$BA35)<>\"\",INDIRECT(\"Measures!\"&CE$2&$BA35),\"\"),\"\")","v":""},{"$f":"IF($BA35<>\"\",IF(INDIRECT(\"Measures!\"&CF$2&$BA35)<>\"\",INDIRECT(\"Measures!\"&CF$2&$BA35),\"\"),\"\")","v":""},{"$f":"IF($BA35<>\"\",IF(INDIRECT(\"Measures!\"&CG$2&$BA35)<>\"\",INDIRECT(\"Measures!\"&CG$2&$BA35),\"\"),\"\")","v":""},{"$f":"INDEX('Measure Descriptions'!$A$10:$A$46,MATCH(Map_Gas_Fin[[#This Row],[Measure]],'Measure Descriptions'!$B$10:$B$46,0))","v":""},{"$f":"IF($BA35<>\"\",IF(VLOOKUP(Map_Gas_Fin[[#This Row],[Measure]],'Measure Descriptions'!$B$10:$H$46,CI$2,FALSE)<>\"\",VLOOKUP(Map_Gas_Fin[[#This Row],[Measure]],'Measure Descriptions'!$B$10:$H$46,CI$2,FALSE),\"\"),\"\")","v":""},{"$f":"IF($BA35<>\"\",IF(VLOOKUP(Map_Gas_Fin[[#This Row],[Measure]],'Measure Descriptions'!$B$10:$H$46,CJ$2,FALSE)<>\"\",VLOOKUP(Map_Gas_Fin[[#This Row],[Measure]],'Measure Descriptions'!$B$10:$H$46,CJ$2,FALSE),\"\"),\"\")","v":""},{"$f":"IF($BA35<>\"\",IF(VLOOKUP(Map_Gas_Fin[[#This Row],[Measure]],'Measure Descriptions'!$B$10:$H$46,CK$2,FALSE)<>\"\",VLOOKUP(Map_Gas_Fin[[#This Row],[Measure]],'Measure Descriptions'!$B$10:$H$46,CK$2,FALSE),\"\"),\"\")","v":""},{"$f":"IF($BA35<>\"\",IF(VLOOKUP(Map_Gas_Fin[[#This Row],[Measure]],'Measure Descriptions'!$B$10:$H$46,CL$2,FALSE)<>\"\",VLOOKUP(Map_Gas_Fin[[#This Row],[Measure]],'Measure Descriptions'!$B$10:$H$46,CL$2,FALSE),\"\"),\"\")","v":""},{"$f":"IF($BA35<>\"\",IF(VLOOKUP(Map_Gas_Fin[[#This Row],[Measure]],'Measure Descriptions'!$B$10:$H$46,CM$2,FALSE)<>\"\",VLOOKUP(Map_Gas_Fin[[#This Row],[Measure]],'Measure Descriptions'!$B$10:$H$46,CM$2,FALSE),\"\"),\"\")","v":""},{"$f":"IF($BA35<>\"\",IF(VLOOKUP(Map_Gas_Fin[[#This Row],[Measure]],'Measure Descriptions'!$B$10:$H$46,CN$2,FALSE)<>\"\",VLOOKUP(Map_Gas_Fin[[#This Row],[Measure]],'Measure Descriptions'!$B$10:$H$46,CN$2,FALSE),\"\"),\"\")","v":""},{"$f":"IF($BA35<>\"\",IF(INDIRECT(\"Measures!\"&CO$2&$BA35)<>\"\",INDIRECT(\"Measures!\"&CO$2&$BA35),\"\"),\"\")","v":""}]
[null,null,{"$f":"IF($B36<>\"\",BuildingID&\"-\"&WOSelection&\"-FIN\",\"\")","v":""},{"$f":"IF($B36<>\"\",BuildingID&\"-\"&WOSelection&\"-CMP\",\"\")","v":""},{"$f":"IF($B36<>\"\",IF(INDIRECT(\"Measures!\"&E$2&$B36)<>\"\",INDIRECT(\"Measures!\"&E$2&$B36),\"\"),\"\")","v":""},{"$f":"IF($B36<>\"\",IF(INDIRECT(\"Measures!\"&F$2&$B36)<>\"\",INDIRECT(\"Measures!\"&F$2&$B36),\"\"),\"\")","v":""},{"$f":"IF($B36<>\"\",IF(INDIRECT(\"Measures!\"&G$2&$B36)<>\"\",INDIRECT(\"Measures!\"&G$2&$B36),\"\"),\"\")","v":""},{"$f":"IF($B36<>\"\",IF(INDIRECT(\"Measures!\"&H$2&$B36)<>\"\",INDIRECT(\"Measures!\"&H$2&$B36),\"\"),\"\")","v":""},{"$f":"IF($B36<>\"\",IF(INDIRECT(\"Measures!\"&I$2&$B36)<>\"\",INDIRECT(\"Measures!\"&I$2&$B36),\"\"),\"\")","v":""},{"$f":"IF($B36<>\"\",IF(INDIRECT(\"Measures!\"&J$2&$B36)<>\"\",INDIRECT(\"Measures!\"&J$2&$B36),\"\"),\"\")","v":""},{"$f":"IF($B36<>\"\",IF(INDIRECT(\"Measures!\"&K$2&$B36)<>\"\",INDIRECT(\"Measures!\"&K$2&$B36),\"\"),\"\")","v":""},{"$f":"IF($B36<>\"\",IF(INDIRECT(\"Measures!\"&L$2&$B36)<>\"\",INDIRECT(\"Measures!\"&L$2&$B36),\"\"),\"\")","v":""},{"$f":"IF($B36<>\"\",IF(INDIRECT(\"Measures!\"&M$2&$B36)<>\"\",INDIRECT(\"Measures!\"&M$2&$B36),\"\"),\"\")","v":""},{"$f":"IF($B36<>\"\",IF(INDIRECT(\"Measures!\"&N$2&$B36)<>\"\",INDIRECT(\"Measures!\"&N$2&$B36),\"\"),\"\")","v":""},{"$f":"IF($B36<>\"\",IF(INDIRECT(\"Measures!\"&O$2&$B36)<>\"\",INDIRECT(\"Measures!\"&O$2&$B36),\"\"),\"\")","v":""},{"$f":"IF($B36<>\"\",IF(INDIRECT(\"Measures!\"&P$2&$B36)<>\"\",INDIRECT(\"Measures!\"&P$2&$B36),\"\"),\"\")","v":""},{"$f":"IF($B36<>\"\",IF(INDIRECT(\"Measures!\"&Q$2&$B36)<>\"\",INDIRECT(\"Measures!\"&Q$2&$B36),\"\"),\"\")","v":""},{"$f":"IF($B36<>\"\",IF(INDIRECT(\"Measures!\"&R$2&$B36)<>\"\",INDIRECT(\"Measures!\"&R$2&$B36),\"\"),\"\")","v":""},{"$f":"IF($B36<>\"\",IF(INDIRECT(\"Measures!\"&S$2&$B36)<>\"\",INDIRECT(\"Measures!\"&S$2&$B36),\"\"),\"\")","v":""},{"$f":"IF($B36<>\"\",IF(INDIRECT(\"Measures!\"&T$2&$B36)<>\"\",INDIRECT(\"Measures!\"&T$2&$B36),\"\"),\"\")","v":""},{"$f":"IF($B36<>\"\",IF(INDIRECT(\"Measures!\"&U$2&$B36)<>\"\",INDIRECT(\"Measures!\"&U$2&$B36),\"\"),\"\")","v":""},{"$f":"IF($B36<>\"\",IF(INDIRECT(\"Measures!\"&V$2&$B36)<>\"\",INDIRECT(\"Measures!\"&V$2&$B36),\"\"),\"\")","v":""},{"$f":"IF($B36<>\"\",IF(INDIRECT(\"Measures!\"&W$2&$B36)<>\"\",INDIRECT(\"Measures!\"&W$2&$B36),\"\"),\"\")","v":""},{"$f":"IF($B36<>\"\",IF(INDIRECT(\"Measures!\"&X$2&$B36)<>\"\",INDIRECT(\"Measures!\"&X$2&$B36),\"\"),\"\")","v":""},{"$f":"IF($B36<>\"\",IF(INDIRECT(\"Measures!\"&Y$2&$B36)<>\"\",INDIRECT(\"Measures!\"&Y$2&$B36),\"\"),\"\")","v":""},{"$f":"IF($B36<>\"\",IF(INDIRECT(\"Measures!\"&Z$2&$B36)<>\"\",INDIRECT(\"Measures!\"&Z$2&$B36),\"\"),\"\")","v":""},{"$f":"IF($B36<>\"\",IF(INDIRECT(\"Measures!\"&AA$2&$B36)<>\"\",INDIRECT(\"Measures!\"&AA$2&$B36),\"\"),\"\")","v":""},{"$f":"IF($B36<>\"\",IF(INDIRECT(\"Measures!\"&AB$2&$B36)<>\"\",INDIRECT(\"Measures!\"&AB$2&$B36),\"\"),\"\")","v":""},{"$f":"IF($B36<>\"\",IF(INDIRECT(\"Measures!\"&AC$2&$B36)<>\"\",INDIRECT(\"Measures!\"&AC$2&$B36),\"\"),\"\")","v":""},{"$f":"IF($B36<>\"\",IF(INDIRECT(\"Measures!\"&AD$2&$B36)<>\"\",INDIRECT(\"Measures!\"&AD$2&$B36),\"\"),\"\")","v":""},{"$f":"IF($B36<>\"\",IF(INDIRECT(\"Measures!\"&AE$2&$B36)<>\"\",INDIRECT(\"Measures!\"&AE$2&$B36),\"\"),\"\")","v":""},{"$f":"IF($B36<>\"\",IF(INDIRECT(\"Measures!\"&AF$2&$B36)<>\"\",INDIRECT(\"Measures!\"&AF$2&$B36),\"\"),\"\")","v":""},{"$f":"IF($B36<>\"\",IF(INDIRECT(\"Measures!\"&AG$2&$B36)<>\"\",INDIRECT(\"Measures!\"&AG$2&$B36),\"\"),\"\")","v":""},{"$f":"IF($B36<>\"\",IF(INDIRECT(\"Measures!\"&AH$2&$B36)<>\"\",INDIRECT(\"Measures!\"&AH$2&$B36),\"\"),\"\")","v":""},{"$f":"INDEX('Measure Descriptions'!$A$10:$A$46,MATCH(Map_Elec_Fin[[#This Row],[Measure]],'Measure Descriptions'!$B$10:$B$46,0))","v":""},{"$f":"IF($B36<>\"\",IF(VLOOKUP(Map_Elec_Fin[[#This Row],[Measure]],'Measure Descriptions'!$B$10:$H$46,AJ$2,FALSE)<>\"\",VLOOKUP(Map_Elec_Fin[[#This Row],[Measure]],'Measure Descriptions'!$B$10:$H$46,AJ$2,FALSE),\"\"),\"\")","v":""},{"$f":"IF($B36<>\"\",IF(VLOOKUP(Map_Elec_Fin[[#This Row],[Measure]],'Measure Descriptions'!$B$10:$H$46,AK$2,FALSE)<>\"\",VLOOKUP(Map_Elec_Fin[[#This Row],[Measure]],'Measure Descriptions'!$B$10:$H$46,AK$2,FALSE),\"\"),\"\")","v":""},{"$f":"IF($B36<>\"\",IF(VLOOKUP(Map_Elec_Fin[[#This Row],[Measure]],'Measure Descriptions'!$B$10:$H$46,AL$2,FALSE)<>\"\",VLOOKUP(Map_Elec_Fin[[#This Row],[Measure]],'Measure Descriptions'!$B$10:$H$46,AL$2,FALSE),\"\"),\"\")","v":""},{"$f":"IF($B36<>\"\",IF(VLOOKUP(Map_Elec_Fin[[#This Row],[Measure]],'Measure Descriptions'!$B$10:$H$46,AM$2,FALSE)<>\"\",VLOOKUP(Map_Elec_Fin[[#This Row],[Measure]],'Measure Descriptions'!$B$10:$H$46,AM$2,FALSE),\"\"),\"\")","v":""},{"$f":"IF($B36<>\"\",IF(VLOOKUP(Map_Elec_Fin[[#This Row],[Measure]],'Measure Descriptions'!$B$10:$H$46,AN$2,FALSE)<>\"\",VLOOKUP(Map_Elec_Fin[[#This Row],[Measure]],'Measure Descriptions'!$B$10:$H$46,AN$2,FALSE),\"\"),\"\")","v":""},{"$f":"IF($B36<>\"\",IF(VLOOKUP(Map_Elec_Fin[[#This Row],[Measure]],'Measure Descriptions'!$B$10:$H$46,AO$2,FALSE)<>\"\",VLOOKUP(Map_Elec_Fin[[#This Row],[Measure]],'Measure Descriptions'!$B$10:$H$46,AO$2,FALSE),\"\"),\"\")","v":""},{"$f":"IF($B36<>\"\",IF(INDIRECT(\"Measures!\"&AP$2&$B36)<>\"\",INDIRECT(\"Measures!\"&AP$2&$B36),\"\"),\"\")","v":""},null,null,null,null,null,null,null,null,null,null,null,{"$f":"IF($BA36<>\"\",BuildingID&\"-\"&WOSelection&\"-FIN\",\"\")","v":""},{"$f":"IF($BA36<>\"\",BuildingID&\"-\"&WOSelection&\"-CMP\",\"\")","v":""},{"$f":"IF($BA36<>\"\",IF(INDIRECT(\"Measures!\"&BD$2&$BA36)<>\"\",INDIRECT(\"Measures!\"&BD$2&$BA36),\"\"),\"\")","v":""},{"$f":"IF($BA36<>\"\",IF(INDIRECT(\"Measures!\"&BE$2&$BA36)<>\"\",INDIRECT(\"Measures!\"&BE$2&$BA36),\"\"),\"\")","v":""},{"$f":"IF($BA36<>\"\",IF(INDIRECT(\"Measures!\"&BF$2&$BA36)<>\"\",INDIRECT(\"Measures!\"&BF$2&$BA36),\"\"),\"\")","v":""},{"$f":"IF($BA36<>\"\",IF(INDIRECT(\"Measures!\"&BG$2&$BA36)<>\"\",INDIRECT(\"Measures!\"&BG$2&$BA36),\"\"),\"\")","v":""},{"$f":"IF($BA36<>\"\",IF(INDIRECT(\"Measures!\"&BH$2&$BA36)<>\"\",INDIRECT(\"Measures!\"&BH$2&$BA36),\"\"),\"\")","v":""},{"$f":"IF($BA36<>\"\",IF(INDIRECT(\"Measures!\"&BI$2&$BA36)<>\"\",INDIRECT(\"Measures!\"&BI$2&$BA36),\"\"),\"\")","v":""},{"$f":"IF($BA36<>\"\",IF(INDIRECT(\"Measures!\"&BJ$2&$BA36)<>\"\",INDIRECT(\"Measures!\"&BJ$2&$BA36),\"\"),\"\")","v":""},{"$f":"IF($BA36<>\"\",IF(INDIRECT(\"Measures!\"&BK$2&$BA36)<>\"\",INDIRECT(\"Measures!\"&BK$2&$BA36),\"\"),\"\")","v":""},{"$f":"IF($BA36<>\"\",IF(INDIRECT(\"Measures!\"&BL$2&$BA36)<>\"\",INDIRECT(\"Measures!\"&BL$2&$BA36),\"\"),\"\")","v":""},{"$f":"IF($BA36<>\"\",IF(INDIRECT(\"Measures!\"&BM$2&$BA36)<>\"\",INDIRECT(\"Measures!\"&BM$2&$BA36),\"\"),\"\")","v":""},{"$f":"IF($BA36<>\"\",IF(INDIRECT(\"Measures!\"&BN$2&$BA36)<>\"\",INDIRECT(\"Measures!\"&BN$2&$BA36),\"\"),\"\")","v":""},{"$f":"IF($BA36<>\"\",IF(INDIRECT(\"Measures!\"&BO$2&$BA36)<>\"\",INDIRECT(\"Measures!\"&BO$2&$BA36),\"\"),\"\")","v":""},{"$f":"IF($BA36<>\"\",IF(INDIRECT(\"Measures!\"&BP$2&$BA36)<>\"\",INDIRECT(\"Measures!\"&BP$2&$BA36),\"\"),\"\")","v":""},{"$f":"IF($BA36<>\"\",IF(INDIRECT(\"Measures!\"&BQ$2&$BA36)<>\"\",INDIRECT(\"Measures!\"&BQ$2&$BA36),\"\"),\"\")","v":""},{"$f":"IF($BA36<>\"\",IF(INDIRECT(\"Measures!\"&BR$2&$BA36)<>\"\",INDIRECT(\"Measures!\"&BR$2&$BA36),\"\"),\"\")","v":""},{"$f":"IF($BA36<>\"\",IF(INDIRECT(\"Measures!\"&BS$2&$BA36)<>\"\",INDIRECT(\"Measures!\"&BS$2&$BA36),\"\"),\"\")","v":""},{"$f":"IF($BA36<>\"\",IF(INDIRECT(\"Measures!\"&BT$2&$BA36)<>\"\",INDIRECT(\"Measures!\"&BT$2&$BA36),\"\"),\"\")","v":""},{"$f":"IF($BA36<>\"\",IF(INDIRECT(\"Measures!\"&BU$2&$BA36)<>\"\",INDIRECT(\"Measures!\"&BU$2&$BA36),\"\"),\"\")","v":""},{"$f":"IF($BA36<>\"\",IF(INDIRECT(\"Measures!\"&BV$2&$BA36)<>\"\",INDIRECT(\"Measures!\"&BV$2&$BA36),\"\"),\"\")","v":""},{"$f":"IF($BA36<>\"\",IF(INDIRECT(\"Measures!\"&BW$2&$BA36)<>\"\",INDIRECT(\"Measures!\"&BW$2&$BA36),\"\"),\"\")","v":""},{"$f":"IF($BA36<>\"\",IF(INDIRECT(\"Measures!\"&BX$2&$BA36)<>\"\",INDIRECT(\"Measures!\"&BX$2&$BA36),\"\"),\"\")","v":""},{"$f":"IF($BA36<>\"\",IF(INDIRECT(\"Measures!\"&BY$2&$BA36)<>\"\",INDIRECT(\"Measures!\"&BY$2&$BA36),\"\"),\"\")","v":""},{"$f":"IF($BA36<>\"\",IF(INDIRECT(\"Measures!\"&BZ$2&$BA36)<>\"\",INDIRECT(\"Measures!\"&BZ$2&$BA36),\"\"),\"\")","v":""},{"$f":"IF($BA36<>\"\",IF(INDIRECT(\"Measures!\"&CA$2&$BA36)<>\"\",INDIRECT(\"Measures!\"&CA$2&$BA36),\"\"),\"\")","v":""},{"$f":"IF($BA36<>\"\",IF(INDIRECT(\"Measures!\"&CB$2&$BA36)<>\"\",INDIRECT(\"Measures!\"&CB$2&$BA36),\"\"),\"\")","v":""},{"$f":"IF($BA36<>\"\",IF(INDIRECT(\"Measures!\"&CC$2&$BA36)<>\"\",INDIRECT(\"Measures!\"&CC$2&$BA36),\"\"),\"\")","v":""},{"$f":"IF($BA36<>\"\",IF(INDIRECT(\"Measures!\"&CD$2&$BA36)<>\"\",INDIRECT(\"Measures!\"&CD$2&$BA36),\"\"),\"\")","v":""},{"$f":"IF($BA36<>\"\",IF(INDIRECT(\"Measures!\"&CE$2&$BA36)<>\"\",INDIRECT(\"Measures!\"&CE$2&$BA36),\"\"),\"\")","v":""},{"$f":"IF($BA36<>\"\",IF(INDIRECT(\"Measures!\"&CF$2&$BA36)<>\"\",INDIRECT(\"Measures!\"&CF$2&$BA36),\"\"),\"\")","v":""},{"$f":"IF($BA36<>\"\",IF(INDIRECT(\"Measures!\"&CG$2&$BA36)<>\"\",INDIRECT(\"Measures!\"&CG$2&$BA36),\"\"),\"\")","v":""},{"$f":"INDEX('Measure Descriptions'!$A$10:$A$46,MATCH(Map_Gas_Fin[[#This Row],[Measure]],'Measure Descriptions'!$B$10:$B$46,0))","v":""},{"$f":"IF($BA36<>\"\",IF(VLOOKUP(Map_Gas_Fin[[#This Row],[Measure]],'Measure Descriptions'!$B$10:$H$46,CI$2,FALSE)<>\"\",VLOOKUP(Map_Gas_Fin[[#This Row],[Measure]],'Measure Descriptions'!$B$10:$H$46,CI$2,FALSE),\"\"),\"\")","v":""},{"$f":"IF($BA36<>\"\",IF(VLOOKUP(Map_Gas_Fin[[#This Row],[Measure]],'Measure Descriptions'!$B$10:$H$46,CJ$2,FALSE)<>\"\",VLOOKUP(Map_Gas_Fin[[#This Row],[Measure]],'Measure Descriptions'!$B$10:$H$46,CJ$2,FALSE),\"\"),\"\")","v":""},{"$f":"IF($BA36<>\"\",IF(VLOOKUP(Map_Gas_Fin[[#This Row],[Measure]],'Measure Descriptions'!$B$10:$H$46,CK$2,FALSE)<>\"\",VLOOKUP(Map_Gas_Fin[[#This Row],[Measure]],'Measure Descriptions'!$B$10:$H$46,CK$2,FALSE),\"\"),\"\")","v":""},{"$f":"IF($BA36<>\"\",IF(VLOOKUP(Map_Gas_Fin[[#This Row],[Measure]],'Measure Descriptions'!$B$10:$H$46,CL$2,FALSE)<>\"\",VLOOKUP(Map_Gas_Fin[[#This Row],[Measure]],'Measure Descriptions'!$B$10:$H$46,CL$2,FALSE),\"\"),\"\")","v":""},{"$f":"IF($BA36<>\"\",IF(VLOOKUP(Map_Gas_Fin[[#This Row],[Measure]],'Measure Descriptions'!$B$10:$H$46,CM$2,FALSE)<>\"\",VLOOKUP(Map_Gas_Fin[[#This Row],[Measure]],'Measure Descriptions'!$B$10:$H$46,CM$2,FALSE),\"\"),\"\")","v":""},{"$f":"IF($BA36<>\"\",IF(VLOOKUP(Map_Gas_Fin[[#This Row],[Measure]],'Measure Descriptions'!$B$10:$H$46,CN$2,FALSE)<>\"\",VLOOKUP(Map_Gas_Fin[[#This Row],[Measure]],'Measure Descriptions'!$B$10:$H$46,CN$2,FALSE),\"\"),\"\")","v":""},{"$f":"IF($BA36<>\"\",IF(INDIRECT(\"Measures!\"&CO$2&$BA36)<>\"\",INDIRECT(\"Measures!\"&CO$2&$BA36),\"\"),\"\")","v":""}]
[null,null,"","",{"$f":"IF($B37<>\"\",IF(INDIRECT(\"Measures!\"&E$2&$B37)<>\"\",INDIRECT(\"Measures!\"&E$2&$B37),\"\"),\"\")","v":""},{"$f":"IF($B37<>\"\",IF(INDIRECT(\"Measures!\"&F$2&$B37)<>\"\",INDIRECT(\"Measures!\"&F$2&$B37),\"\"),\"\")","v":""},{"$f":"IF($B37<>\"\",IF(INDIRECT(\"Measures!\"&G$2&$B37)<>\"\",INDIRECT(\"Measures!\"&G$2&$B37),\"\"),\"\")","v":""},{"$f":"IF($B37<>\"\",IF(INDIRECT(\"Measures!\"&H$2&$B37)<>\"\",INDIRECT(\"Measures!\"&H$2&$B37),\"\"),\"\")","v":""},{"$f":"IF($B37<>\"\",IF(INDIRECT(\"Measures!\"&I$2&$B37)<>\"\",INDIRECT(\"Measures!\"&I$2&$B37),\"\"),\"\")","v":""},{"$f":"IF($B37<>\"\",IF(INDIRECT(\"Measures!\"&J$2&$B37)<>\"\",INDIRECT(\"Measures!\"&J$2&$B37),\"\"),\"\")","v":""},{"$f":"IF($B37<>\"\",IF(INDIRECT(\"Measures!\"&K$2&$B37)<>\"\",INDIRECT(\"Measures!\"&K$2&$B37),\"\"),\"\")","v":""},{"$f":"IF($B37<>\"\",IF(INDIRECT(\"Measures!\"&L$2&$B37)<>\"\",INDIRECT(\"Measures!\"&L$2&$B37),\"\"),\"\")","v":""},{"$f":"IF($B37<>\"\",IF(INDIRECT(\"Measures!\"&M$2&$B37)<>\"\",INDIRECT(\"Measures!\"&M$2&$B37),\"\"),\"\")","v":""},{"$f":"IF($B37<>\"\",IF(INDIRECT(\"Measures!\"&N$2&$B37)<>\"\",INDIRECT(\"Measures!\"&N$2&$B37),\"\"),\"\")","v":""},{"$f":"IF($B37<>\"\",IF(INDIRECT(\"Measures!\"&O$2&$B37)<>\"\",INDIRECT(\"Measures!\"&O$2&$B37),\"\"),\"\")","v":""},{"$f":"IF($B37<>\"\",IF(INDIRECT(\"Measures!\"&P$2&$B37)<>\"\",INDIRECT(\"Measures!\"&P$2&$B37),\"\"),\"\")","v":""},{"$f":"IF($B37<>\"\",IF(INDIRECT(\"Measures!\"&Q$2&$B37)<>\"\",INDIRECT(\"Measures!\"&Q$2&$B37),\"\"),\"\")","v":""},{"$f":"IF($B37<>\"\",IF(INDIRECT(\"Measures!\"&R$2&$B37)<>\"\",INDIRECT(\"Measures!\"&R$2&$B37),\"\"),\"\")","v":""},{"$f":"IF($B37<>\"\",IF(INDIRECT(\"Measures!\"&S$2&$B37)<>\"\",INDIRECT(\"Measures!\"&S$2&$B37),\"\"),\"\")","v":""},{"$f":"IF($B37<>\"\",IF(INDIRECT(\"Measures!\"&T$2&$B37)<>\"\",INDIRECT(\"Measures!\"&T$2&$B37),\"\"),\"\")","v":""},{"$f":"IF($B37<>\"\",IF(INDIRECT(\"Measures!\"&U$2&$B37)<>\"\",INDIRECT(\"Measures!\"&U$2&$B37),\"\"),\"\")","v":""},{"$f":"IF($B37<>\"\",IF(INDIRECT(\"Measures!\"&V$2&$B37)<>\"\",INDIRECT(\"Measures!\"&V$2&$B37),\"\"),\"\")","v":""},{"$f":"IF($B37<>\"\",IF(INDIRECT(\"Measures!\"&W$2&$B37)<>\"\",INDIRECT(\"Measures!\"&W$2&$B37),\"\"),\"\")","v":""},{"$f":"IF($B37<>\"\",IF(INDIRECT(\"Measures!\"&X$2&$B37)<>\"\",INDIRECT(\"Measures!\"&X$2&$B37),\"\"),\"\")","v":""},{"$f":"IF($B37<>\"\",IF(INDIRECT(\"Measures!\"&Y$2&$B37)<>\"\",INDIRECT(\"Measures!\"&Y$2&$B37),\"\"),\"\")","v":""},{"$f":"IF($B37<>\"\",IF(INDIRECT(\"Measures!\"&Z$2&$B37)<>\"\",INDIRECT(\"Measures!\"&Z$2&$B37),\"\"),\"\")","v":""},{"$f":"IF($B37<>\"\",IF(INDIRECT(\"Measures!\"&AA$2&$B37)<>\"\",INDIRECT(\"Measures!\"&AA$2&$B37),\"\"),\"\")","v":""},{"$f":"IF($B37<>\"\",IF(INDIRECT(\"Measures!\"&AB$2&$B37)<>\"\",INDIRECT(\"Measures!\"&AB$2&$B37),\"\"),\"\")","v":""},{"$f":"IF($B37<>\"\",IF(INDIRECT(\"Measures!\"&AC$2&$B37)<>\"\",INDIRECT(\"Measures!\"&AC$2&$B37),\"\"),\"\")","v":""},{"$f":"IF($B37<>\"\",IF(INDIRECT(\"Measures!\"&AD$2&$B37)<>\"\",INDIRECT(\"Measures!\"&AD$2&$B37),\"\"),\"\")","v":""},{"$f":"IF($B37<>\"\",IF(INDIRECT(\"Measures!\"&AE$2&$B37)<>\"\",INDIRECT(\"Measures!\"&AE$2&$B37),\"\"),\"\")","v":""},{"$f":"IF($B37<>\"\",IF(INDIRECT(\"Measures!\"&AF$2&$B37)<>\"\",INDIRECT(\"Measures!\"&AF$2&$B37),\"\"),\"\")","v":""},{"$f":"IF($B37<>\"\",IF(INDIRECT(\"Measures!\"&AG$2&$B37)<>\"\",INDIRECT(\"Measures!\"&AG$2&$B37),\"\"),\"\")","v":""},{"$f":"IF($B37<>\"\",IF(INDIRECT(\"Measures!\"&AH$2&$B37)<>\"\",INDIRECT(\"Measures!\"&AH$2&$B37),\"\"),\"\")","v":""},{"$f":"INDEX('Measure Descriptions'!$A$10:$A$46,MATCH(Map_Elec_Fin[[#This Row],[Measure]],'Measure Descriptions'!$B$10:$B$46,0))","v":""},{"$f":"IF($B37<>\"\",IF(VLOOKUP(Map_Elec_Fin[[#This Row],[Measure]],'Measure Descriptions'!$B$10:$H$46,AJ$2,FALSE)<>\"\",VLOOKUP(Map_Elec_Fin[[#This Row],[Measure]],'Measure Descriptions'!$B$10:$H$46,AJ$2,FALSE),\"\"),\"\")","v":""},{"$f":"IF($B37<>\"\",IF(VLOOKUP(Map_Elec_Fin[[#This Row],[Measure]],'Measure Descriptions'!$B$10:$H$46,AK$2,FALSE)<>\"\",VLOOKUP(Map_Elec_Fin[[#This Row],[Measure]],'Measure Descriptions'!$B$10:$H$46,AK$2,FALSE),\"\"),\"\")","v":""},{"$f":"IF($B37<>\"\",IF(VLOOKUP(Map_Elec_Fin[[#This Row],[Measure]],'Measure Descriptions'!$B$10:$H$46,AL$2,FALSE)<>\"\",VLOOKUP(Map_Elec_Fin[[#This Row],[Measure]],'Measure Descriptions'!$B$10:$H$46,AL$2,FALSE),\"\"),\"\")","v":""},{"$f":"IF($B37<>\"\",IF(VLOOKUP(Map_Elec_Fin[[#This Row],[Measure]],'Measure Descriptions'!$B$10:$H$46,AM$2,FALSE)<>\"\",VLOOKUP(Map_Elec_Fin[[#This Row],[Measure]],'Measure Descriptions'!$B$10:$H$46,AM$2,FALSE),\"\"),\"\")","v":""},{"$f":"IF($B37<>\"\",IF(VLOOKUP(Map_Elec_Fin[[#This Row],[Measure]],'Measure Descriptions'!$B$10:$H$46,AN$2,FALSE)<>\"\",VLOOKUP(Map_Elec_Fin[[#This Row],[Measure]],'Measure Descriptions'!$B$10:$H$46,AN$2,FALSE),\"\"),\"\")","v":""},{"$f":"IF($B37<>\"\",IF(VLOOKUP(Map_Elec_Fin[[#This Row],[Measure]],'Measure Descriptions'!$B$10:$H$46,AO$2,FALSE)<>\"\",VLOOKUP(Map_Elec_Fin[[#This Row],[Measure]],'Measure Descriptions'!$B$10:$H$46,AO$2,FALSE),\"\"),\"\")","v":""},{"$f":"IF($B37<>\"\",IF(INDIRECT(\"Measures!\"&AP$2&$B37)<>\"\",INDIRECT(\"Measures!\"&AP$2&$B37),\"\"),\"\")","v":""},null,null,null,null,null,null,null,null,null,null,null,"","",{"$f":"IF($BA37<>\"\",IF(INDIRECT(\"Measures!\"&BD$2&$BA37)<>\"\",INDIRECT(\"Measures!\"&BD$2&$BA37),\"\"),\"\")","v":""},{"$f":"IF($BA37<>\"\",IF(INDIRECT(\"Measures!\"&BE$2&$BA37)<>\"\",INDIRECT(\"Measures!\"&BE$2&$BA37),\"\"),\"\")","v":""},{"$f":"IF($BA37<>\"\",IF(INDIRECT(\"Measures!\"&BF$2&$BA37)<>\"\",INDIRECT(\"Measures!\"&BF$2&$BA37),\"\"),\"\")","v":""},{"$f":"IF($BA37<>\"\",IF(INDIRECT(\"Measures!\"&BG$2&$BA37)<>\"\",INDIRECT(\"Measures!\"&BG$2&$BA37),\"\"),\"\")","v":""},{"$f":"IF($BA37<>\"\",IF(INDIRECT(\"Measures!\"&BH$2&$BA37)<>\"\",INDIRECT(\"Measures!\"&BH$2&$BA37),\"\"),\"\")","v":""},{"$f":"IF($BA37<>\"\",IF(INDIRECT(\"Measures!\"&BI$2&$BA37)<>\"\",INDIRECT(\"Measures!\"&BI$2&$BA37),\"\"),\"\")","v":""},{"$f":"IF($BA37<>\"\",IF(INDIRECT(\"Measures!\"&BJ$2&$BA37)<>\"\",INDIRECT(\"Measures!\"&BJ$2&$BA37),\"\"),\"\")","v":""},{"$f":"IF($BA37<>\"\",IF(INDIRECT(\"Measures!\"&BK$2&$BA37)<>\"\",INDIRECT(\"Measures!\"&BK$2&$BA37),\"\"),\"\")","v":""},{"$f":"IF($BA37<>\"\",IF(INDIRECT(\"Measures!\"&BL$2&$BA37)<>\"\",INDIRECT(\"Measures!\"&BL$2&$BA37),\"\"),\"\")","v":""},{"$f":"IF($BA37<>\"\",IF(INDIRECT(\"Measures!\"&BM$2&$BA37)<>\"\",INDIRECT(\"Measures!\"&BM$2&$BA37),\"\"),\"\")","v":""},{"$f":"IF($BA37<>\"\",IF(INDIRECT(\"Measures!\"&BN$2&$BA37)<>\"\",INDIRECT(\"Measures!\"&BN$2&$BA37),\"\"),\"\")","v":""},{"$f":"IF($BA37<>\"\",IF(INDIRECT(\"Measures!\"&BO$2&$BA37)<>\"\",INDIRECT(\"Measures!\"&BO$2&$BA37),\"\"),\"\")","v":""},{"$f":"IF($BA37<>\"\",IF(INDIRECT(\"Measures!\"&BP$2&$BA37)<>\"\",INDIRECT(\"Measures!\"&BP$2&$BA37),\"\"),\"\")","v":""},{"$f":"IF($BA37<>\"\",IF(INDIRECT(\"Measures!\"&BQ$2&$BA37)<>\"\",INDIRECT(\"Measures!\"&BQ$2&$BA37),\"\"),\"\")","v":""},{"$f":"IF($BA37<>\"\",IF(INDIRECT(\"Measures!\"&BR$2&$BA37)<>\"\",INDIRECT(\"Measures!\"&BR$2&$BA37),\"\"),\"\")","v":""},{"$f":"IF($BA37<>\"\",IF(INDIRECT(\"Measures!\"&BS$2&$BA37)<>\"\",INDIRECT(\"Measures!\"&BS$2&$BA37),\"\"),\"\")","v":""},{"$f":"IF($BA37<>\"\",IF(INDIRECT(\"Measures!\"&BT$2&$BA37)<>\"\",INDIRECT(\"Measures!\"&BT$2&$BA37),\"\"),\"\")","v":""},{"$f":"IF($BA37<>\"\",IF(INDIRECT(\"Measures!\"&BU$2&$BA37)<>\"\",INDIRECT(\"Measures!\"&BU$2&$BA37),\"\"),\"\")","v":""},{"$f":"IF($BA37<>\"\",IF(INDIRECT(\"Measures!\"&BV$2&$BA37)<>\"\",INDIRECT(\"Measures!\"&BV$2&$BA37),\"\"),\"\")","v":""},{"$f":"IF($BA37<>\"\",IF(INDIRECT(\"Measures!\"&BW$2&$BA37)<>\"\",INDIRECT(\"Measures!\"&BW$2&$BA37),\"\"),\"\")","v":""},{"$f":"IF($BA37<>\"\",IF(INDIRECT(\"Measures!\"&BX$2&$BA37)<>\"\",INDIRECT(\"Measures!\"&BX$2&$BA37),\"\"),\"\")","v":""},{"$f":"IF($BA37<>\"\",IF(INDIRECT(\"Measures!\"&BY$2&$BA37)<>\"\",INDIRECT(\"Measures!\"&BY$2&$BA37),\"\"),\"\")","v":""},{"$f":"IF($BA37<>\"\",IF(INDIRECT(\"Measures!\"&BZ$2&$BA37)<>\"\",INDIRECT(\"Measures!\"&BZ$2&$BA37),\"\"),\"\")","v":""},{"$f":"IF($BA37<>\"\",IF(INDIRECT(\"Measures!\"&CA$2&$BA37)<>\"\",INDIRECT(\"Measures!\"&CA$2&$BA37),\"\"),\"\")","v":""},{"$f":"IF($BA37<>\"\",IF(INDIRECT(\"Measures!\"&CB$2&$BA37)<>\"\",INDIRECT(\"Measures!\"&CB$2&$BA37),\"\"),\"\")","v":""},{"$f":"IF($BA37<>\"\",IF(INDIRECT(\"Measures!\"&CC$2&$BA37)<>\"\",INDIRECT(\"Measures!\"&CC$2&$BA37),\"\"),\"\")","v":""},{"$f":"IF($BA37<>\"\",IF(INDIRECT(\"Measures!\"&CD$2&$BA37)<>\"\",INDIRECT(\"Measures!\"&CD$2&$BA37),\"\"),\"\")","v":""},{"$f":"IF($BA37<>\"\",IF(INDIRECT(\"Measures!\"&CE$2&$BA37)<>\"\",INDIRECT(\"Measures!\"&CE$2&$BA37),\"\"),\"\")","v":""},{"$f":"IF($BA37<>\"\",IF(INDIRECT(\"Measures!\"&CF$2&$BA37)<>\"\",INDIRECT(\"Measures!\"&CF$2&$BA37),\"\"),\"\")","v":""},{"$f":"IF($BA37<>\"\",IF(INDIRECT(\"Measures!\"&CG$2&$BA37)<>\"\",INDIRECT(\"Measures!\"&CG$2&$BA37),\"\"),\"\")","v":""},{"$f":"INDEX('Measure Descriptions'!$A$10:$A$46,MATCH(Map_Gas_Fin[[#This Row],[Measure]],'Measure Descriptions'!$B$10:$B$46,0))","v":""},{"$f":"IF($BA37<>\"\",IF(VLOOKUP(Map_Gas_Fin[[#This Row],[Measure]],'Measure Descriptions'!$B$10:$H$46,CI$2,FALSE)<>\"\",VLOOKUP(Map_Gas_Fin[[#This Row],[Measure]],'Measure Descriptions'!$B$10:$H$46,CI$2,FALSE),\"\"),\"\")","v":""},{"$f":"IF($BA37<>\"\",IF(VLOOKUP(Map_Gas_Fin[[#This Row],[Measure]],'Measure Descriptions'!$B$10:$H$46,CJ$2,FALSE)<>\"\",VLOOKUP(Map_Gas_Fin[[#This Row],[Measure]],'Measure Descriptions'!$B$10:$H$46,CJ$2,FALSE),\"\"),\"\")","v":""},{"$f":"IF($BA37<>\"\",IF(VLOOKUP(Map_Gas_Fin[[#This Row],[Measure]],'Measure Descriptions'!$B$10:$H$46,CK$2,FALSE)<>\"\",VLOOKUP(Map_Gas_Fin[[#This Row],[Measure]],'Measure Descriptions'!$B$10:$H$46,CK$2,FALSE),\"\"),\"\")","v":""},{"$f":"IF($BA37<>\"\",IF(VLOOKUP(Map_Gas_Fin[[#This Row],[Measure]],'Measure Descriptions'!$B$10:$H$46,CL$2,FALSE)<>\"\",VLOOKUP(Map_Gas_Fin[[#This Row],[Measure]],'Measure Descriptions'!$B$10:$H$46,CL$2,FALSE),\"\"),\"\")","v":""},{"$f":"IF($BA37<>\"\",IF(VLOOKUP(Map_Gas_Fin[[#This Row],[Measure]],'Measure Descriptions'!$B$10:$H$46,CM$2,FALSE)<>\"\",VLOOKUP(Map_Gas_Fin[[#This Row],[Measure]],'Measure Descriptions'!$B$10:$H$46,CM$2,FALSE),\"\"),\"\")","v":""},{"$f":"IF($BA37<>\"\",IF(VLOOKUP(Map_Gas_Fin[[#This Row],[Measure]],'Measure Descriptions'!$B$10:$H$46,CN$2,FALSE)<>\"\",VLOOKUP(Map_Gas_Fin[[#This Row],[Measure]],'Measure Descriptions'!$B$10:$H$46,CN$2,FALSE),\"\"),\"\")","v":""},{"$f":"IF($BA37<>\"\",IF(INDIRECT(\"Measures!\"&CO$2&$BA37)<>\"\",INDIRECT(\"Measures!\"&CO$2&$BA37),\"\"),\"\")","v":""}]
[null,null,"","",{"$f":"IF($B38<>\"\",IF(INDIRECT(\"Measures!\"&E$2&$B38)<>\"\",INDIRECT(\"Measures!\"&E$2&$B38),\"\"),\"\")","v":""},{"$f":"IF($B38<>\"\",IF(INDIRECT(\"Measures!\"&F$2&$B38)<>\"\",INDIRECT(\"Measures!\"&F$2&$B38),\"\"),\"\")","v":""},{"$f":"IF($B38<>\"\",IF(INDIRECT(\"Measures!\"&G$2&$B38)<>\"\",INDIRECT(\"Measures!\"&G$2&$B38),\"\"),\"\")","v":""},{"$f":"IF($B38<>\"\",IF(INDIRECT(\"Measures!\"&H$2&$B38)<>\"\",INDIRECT(\"Measures!\"&H$2&$B38),\"\"),\"\")","v":""},{"$f":"IF($B38<>\"\",IF(INDIRECT(\"Measures!\"&I$2&$B38)<>\"\",INDIRECT(\"Measures!\"&I$2&$B38),\"\"),\"\")","v":""},{"$f":"IF($B38<>\"\",IF(INDIRECT(\"Measures!\"&J$2&$B38)<>\"\",INDIRECT(\"Measures!\"&J$2&$B38),\"\"),\"\")","v":""},{"$f":"IF($B38<>\"\",IF(INDIRECT(\"Measures!\"&K$2&$B38)<>\"\",INDIRECT(\"Measures!\"&K$2&$B38),\"\"),\"\")","v":""},{"$f":"IF($B38<>\"\",IF(INDIRECT(\"Measures!\"&L$2&$B38)<>\"\",INDIRECT(\"Measures!\"&L$2&$B38),\"\"),\"\")","v":""},{"$f":"IF($B38<>\"\",IF(INDIRECT(\"Measures!\"&M$2&$B38)<>\"\",INDIRECT(\"Measures!\"&M$2&$B38),\"\"),\"\")","v":""},{"$f":"IF($B38<>\"\",IF(INDIRECT(\"Measures!\"&N$2&$B38)<>\"\",INDIRECT(\"Measures!\"&N$2&$B38),\"\"),\"\")","v":""},{"$f":"IF($B38<>\"\",IF(INDIRECT(\"Measures!\"&O$2&$B38)<>\"\",INDIRECT(\"Measures!\"&O$2&$B38),\"\"),\"\")","v":""},{"$f":"IF($B38<>\"\",IF(INDIRECT(\"Measures!\"&P$2&$B38)<>\"\",INDIRECT(\"Measures!\"&P$2&$B38),\"\"),\"\")","v":""},{"$f":"IF($B38<>\"\",IF(INDIRECT(\"Measures!\"&Q$2&$B38)<>\"\",INDIRECT(\"Measures!\"&Q$2&$B38),\"\"),\"\")","v":""},{"$f":"IF($B38<>\"\",IF(INDIRECT(\"Measures!\"&R$2&$B38)<>\"\",INDIRECT(\"Measures!\"&R$2&$B38),\"\"),\"\")","v":""},{"$f":"IF($B38<>\"\",IF(INDIRECT(\"Measures!\"&S$2&$B38)<>\"\",INDIRECT(\"Measures!\"&S$2&$B38),\"\"),\"\")","v":""},{"$f":"IF($B38<>\"\",IF(INDIRECT(\"Measures!\"&T$2&$B38)<>\"\",INDIRECT(\"Measures!\"&T$2&$B38),\"\"),\"\")","v":""},{"$f":"IF($B38<>\"\",IF(INDIRECT(\"Measures!\"&U$2&$B38)<>\"\",INDIRECT(\"Measures!\"&U$2&$B38),\"\"),\"\")","v":""},{"$f":"IF($B38<>\"\",IF(INDIRECT(\"Measures!\"&V$2&$B38)<>\"\",INDIRECT(\"Measures!\"&V$2&$B38),\"\"),\"\")","v":""},{"$f":"IF($B38<>\"\",IF(INDIRECT(\"Measures!\"&W$2&$B38)<>\"\",INDIRECT(\"Measures!\"&W$2&$B38),\"\"),\"\")","v":""},{"$f":"IF($B38<>\"\",IF(INDIRECT(\"Measures!\"&X$2&$B38)<>\"\",INDIRECT(\"Measures!\"&X$2&$B38),\"\"),\"\")","v":""},{"$f":"IF($B38<>\"\",IF(INDIRECT(\"Measures!\"&Y$2&$B38)<>\"\",INDIRECT(\"Measures!\"&Y$2&$B38),\"\"),\"\")","v":""},{"$f":"IF($B38<>\"\",IF(INDIRECT(\"Measures!\"&Z$2&$B38)<>\"\",INDIRECT(\"Measures!\"&Z$2&$B38),\"\"),\"\")","v":""},{"$f":"IF($B38<>\"\",IF(INDIRECT(\"Measures!\"&AA$2&$B38)<>\"\",INDIRECT(\"Measures!\"&AA$2&$B38),\"\"),\"\")","v":""},{"$f":"IF($B38<>\"\",IF(INDIRECT(\"Measures!\"&AB$2&$B38)<>\"\",INDIRECT(\"Measures!\"&AB$2&$B38),\"\"),\"\")","v":""},{"$f":"IF($B38<>\"\",IF(INDIRECT(\"Measures!\"&AC$2&$B38)<>\"\",INDIRECT(\"Measures!\"&AC$2&$B38),\"\"),\"\")","v":""},{"$f":"IF($B38<>\"\",IF(INDIRECT(\"Measures!\"&AD$2&$B38)<>\"\",INDIRECT(\"Measures!\"&AD$2&$B38),\"\"),\"\")","v":""},{"$f":"IF($B38<>\"\",IF(INDIRECT(\"Measures!\"&AE$2&$B38)<>\"\",INDIRECT(\"Measures!\"&AE$2&$B38),\"\"),\"\")","v":""},{"$f":"IF($B38<>\"\",IF(INDIRECT(\"Measures!\"&AF$2&$B38)<>\"\",INDIRECT(\"Measures!\"&AF$2&$B38),\"\"),\"\")","v":""},{"$f":"IF($B38<>\"\",IF(INDIRECT(\"Measures!\"&AG$2&$B38)<>\"\",INDIRECT(\"Measures!\"&AG$2&$B38),\"\"),\"\")","v":""},{"$f":"IF($B38<>\"\",IF(INDIRECT(\"Measures!\"&AH$2&$B38)<>\"\",INDIRECT(\"Measures!\"&AH$2&$B38),\"\"),\"\")","v":""},{"$f":"INDEX('Measure Descriptions'!$A$10:$A$46,MATCH(Map_Elec_Fin[[#This Row],[Measure]],'Measure Descriptions'!$B$10:$B$46,0))","v":""},{"$f":"IF($B38<>\"\",IF(VLOOKUP(Map_Elec_Fin[[#This Row],[Measure]],'Measure Descriptions'!$B$10:$H$46,AJ$2,FALSE)<>\"\",VLOOKUP(Map_Elec_Fin[[#This Row],[Measure]],'Measure Descriptions'!$B$10:$H$46,AJ$2,FALSE),\"\"),\"\")","v":""},{"$f":"IF($B38<>\"\",IF(VLOOKUP(Map_Elec_Fin[[#This Row],[Measure]],'Measure Descriptions'!$B$10:$H$46,AK$2,FALSE)<>\"\",VLOOKUP(Map_Elec_Fin[[#This Row],[Measure]],'Measure Descriptions'!$B$10:$H$46,AK$2,FALSE),\"\"),\"\")","v":""},{"$f":"IF($B38<>\"\",IF(VLOOKUP(Map_Elec_Fin[[#This Row],[Measure]],'Measure Descriptions'!$B$10:$H$46,AL$2,FALSE)<>\"\",VLOOKUP(Map_Elec_Fin[[#This Row],[Measure]],'Measure Descriptions'!$B$10:$H$46,AL$2,FALSE),\"\"),\"\")","v":""},{"$f":"IF($B38<>\"\",IF(VLOOKUP(Map_Elec_Fin[[#This Row],[Measure]],'Measure Descriptions'!$B$10:$H$46,AM$2,FALSE)<>\"\",VLOOKUP(Map_Elec_Fin[[#This Row],[Measure]],'Measure Descriptions'!$B$10:$H$46,AM$2,FALSE),\"\"),\"\")","v":""},{"$f":"IF($B38<>\"\",IF(VLOOKUP(Map_Elec_Fin[[#This Row],[Measure]],'Measure Descriptions'!$B$10:$H$46,AN$2,FALSE)<>\"\",VLOOKUP(Map_Elec_Fin[[#This Row],[Measure]],'Measure Descriptions'!$B$10:$H$46,AN$2,FALSE),\"\"),\"\")","v":""},{"$f":"IF($B38<>\"\",IF(VLOOKUP(Map_Elec_Fin[[#This Row],[Measure]],'Measure Descriptions'!$B$10:$H$46,AO$2,FALSE)<>\"\",VLOOKUP(Map_Elec_Fin[[#This Row],[Measure]],'Measure Descriptions'!$B$10:$H$46,AO$2,FALSE),\"\"),\"\")","v":""},{"$f":"IF($B38<>\"\",IF(INDIRECT(\"Measures!\"&AP$2&$B38)<>\"\",INDIRECT(\"Measures!\"&AP$2&$B38),\"\"),\"\")","v":""},null,null,null,null,null,null,null,null,null,null,null,"","",{"$f":"IF($BA38<>\"\",IF(INDIRECT(\"Measures!\"&BD$2&$BA38)<>\"\",INDIRECT(\"Measures!\"&BD$2&$BA38),\"\"),\"\")","v":""},{"$f":"IF($BA38<>\"\",IF(INDIRECT(\"Measures!\"&BE$2&$BA38)<>\"\",INDIRECT(\"Measures!\"&BE$2&$BA38),\"\"),\"\")","v":""},{"$f":"IF($BA38<>\"\",IF(INDIRECT(\"Measures!\"&BF$2&$BA38)<>\"\",INDIRECT(\"Measures!\"&BF$2&$BA38),\"\"),\"\")","v":""},{"$f":"IF($BA38<>\"\",IF(INDIRECT(\"Measures!\"&BG$2&$BA38)<>\"\",INDIRECT(\"Measures!\"&BG$2&$BA38),\"\"),\"\")","v":""},{"$f":"IF($BA38<>\"\",IF(INDIRECT(\"Measures!\"&BH$2&$BA38)<>\"\",INDIRECT(\"Measures!\"&BH$2&$BA38),\"\"),\"\")","v":""},{"$f":"IF($BA38<>\"\",IF(INDIRECT(\"Measures!\"&BI$2&$BA38)<>\"\",INDIRECT(\"Measures!\"&BI$2&$BA38),\"\"),\"\")","v":""},{"$f":"IF($BA38<>\"\",IF(INDIRECT(\"Measures!\"&BJ$2&$BA38)<>\"\",INDIRECT(\"Measures!\"&BJ$2&$BA38),\"\"),\"\")","v":""},{"$f":"IF($BA38<>\"\",IF(INDIRECT(\"Measures!\"&BK$2&$BA38)<>\"\",INDIRECT(\"Measures!\"&BK$2&$BA38),\"\"),\"\")","v":""},{"$f":"IF($BA38<>\"\",IF(INDIRECT(\"Measures!\"&BL$2&$BA38)<>\"\",INDIRECT(\"Measures!\"&BL$2&$BA38),\"\"),\"\")","v":""},{"$f":"IF($BA38<>\"\",IF(INDIRECT(\"Measures!\"&BM$2&$BA38)<>\"\",INDIRECT(\"Measures!\"&BM$2&$BA38),\"\"),\"\")","v":""},{"$f":"IF($BA38<>\"\",IF(INDIRECT(\"Measures!\"&BN$2&$BA38)<>\"\",INDIRECT(\"Measures!\"&BN$2&$BA38),\"\"),\"\")","v":""},{"$f":"IF($BA38<>\"\",IF(INDIRECT(\"Measures!\"&BO$2&$BA38)<>\"\",INDIRECT(\"Measures!\"&BO$2&$BA38),\"\"),\"\")","v":""},{"$f":"IF($BA38<>\"\",IF(INDIRECT(\"Measures!\"&BP$2&$BA38)<>\"\",INDIRECT(\"Measures!\"&BP$2&$BA38),\"\"),\"\")","v":""},{"$f":"IF($BA38<>\"\",IF(INDIRECT(\"Measures!\"&BQ$2&$BA38)<>\"\",INDIRECT(\"Measures!\"&BQ$2&$BA38),\"\"),\"\")","v":""},{"$f":"IF($BA38<>\"\",IF(INDIRECT(\"Measures!\"&BR$2&$BA38)<>\"\",INDIRECT(\"Measures!\"&BR$2&$BA38),\"\"),\"\")","v":""},{"$f":"IF($BA38<>\"\",IF(INDIRECT(\"Measures!\"&BS$2&$BA38)<>\"\",INDIRECT(\"Measures!\"&BS$2&$BA38),\"\"),\"\")","v":""},{"$f":"IF($BA38<>\"\",IF(INDIRECT(\"Measures!\"&BT$2&$BA38)<>\"\",INDIRECT(\"Measures!\"&BT$2&$BA38),\"\"),\"\")","v":""},{"$f":"IF($BA38<>\"\",IF(INDIRECT(\"Measures!\"&BU$2&$BA38)<>\"\",INDIRECT(\"Measures!\"&BU$2&$BA38),\"\"),\"\")","v":""},{"$f":"IF($BA38<>\"\",IF(INDIRECT(\"Measures!\"&BV$2&$BA38)<>\"\",INDIRECT(\"Measures!\"&BV$2&$BA38),\"\"),\"\")","v":""},{"$f":"IF($BA38<>\"\",IF(INDIRECT(\"Measures!\"&BW$2&$BA38)<>\"\",INDIRECT(\"Measures!\"&BW$2&$BA38),\"\"),\"\")","v":""},{"$f":"IF($BA38<>\"\",IF(INDIRECT(\"Measures!\"&BX$2&$BA38)<>\"\",INDIRECT(\"Measures!\"&BX$2&$BA38),\"\"),\"\")","v":""},{"$f":"IF($BA38<>\"\",IF(INDIRECT(\"Measures!\"&BY$2&$BA38)<>\"\",INDIRECT(\"Measures!\"&BY$2&$BA38),\"\"),\"\")","v":""},{"$f":"IF($BA38<>\"\",IF(INDIRECT(\"Measures!\"&BZ$2&$BA38)<>\"\",INDIRECT(\"Measures!\"&BZ$2&$BA38),\"\"),\"\")","v":""},{"$f":"IF($BA38<>\"\",IF(INDIRECT(\"Measures!\"&CA$2&$BA38)<>\"\",INDIRECT(\"Measures!\"&CA$2&$BA38),\"\"),\"\")","v":""},{"$f":"IF($BA38<>\"\",IF(INDIRECT(\"Measures!\"&CB$2&$BA38)<>\"\",INDIRECT(\"Measures!\"&CB$2&$BA38),\"\"),\"\")","v":""},{"$f":"IF($BA38<>\"\",IF(INDIRECT(\"Measures!\"&CC$2&$BA38)<>\"\",INDIRECT(\"Measures!\"&CC$2&$BA38),\"\"),\"\")","v":""},{"$f":"IF($BA38<>\"\",IF(INDIRECT(\"Measures!\"&CD$2&$BA38)<>\"\",INDIRECT(\"Measures!\"&CD$2&$BA38),\"\"),\"\")","v":""},{"$f":"IF($BA38<>\"\",IF(INDIRECT(\"Measures!\"&CE$2&$BA38)<>\"\",INDIRECT(\"Measures!\"&CE$2&$BA38),\"\"),\"\")","v":""},{"$f":"IF($BA38<>\"\",IF(INDIRECT(\"Measures!\"&CF$2&$BA38)<>\"\",INDIRECT(\"Measures!\"&CF$2&$BA38),\"\"),\"\")","v":""},{"$f":"IF($BA38<>\"\",IF(INDIRECT(\"Measures!\"&CG$2&$BA38)<>\"\",INDIRECT(\"Measures!\"&CG$2&$BA38),\"\"),\"\")","v":""},{"$f":"INDEX('Measure Descriptions'!$A$10:$A$46,MATCH(Map_Gas_Fin[[#This Row],[Measure]],'Measure Descriptions'!$B$10:$B$46,0))","v":""},{"$f":"IF($BA38<>\"\",IF(VLOOKUP(Map_Gas_Fin[[#This Row],[Measure]],'Measure Descriptions'!$B$10:$H$46,CI$2,FALSE)<>\"\",VLOOKUP(Map_Gas_Fin[[#This Row],[Measure]],'Measure Descriptions'!$B$10:$H$46,CI$2,FALSE),\"\"),\"\")","v":""},{"$f":"IF($BA38<>\"\",IF(VLOOKUP(Map_Gas_Fin[[#This Row],[Measure]],'Measure Descriptions'!$B$10:$H$46,CJ$2,FALSE)<>\"\",VLOOKUP(Map_Gas_Fin[[#This Row],[Measure]],'Measure Descriptions'!$B$10:$H$46,CJ$2,FALSE),\"\"),\"\")","v":""},{"$f":"IF($BA38<>\"\",IF(VLOOKUP(Map_Gas_Fin[[#This Row],[Measure]],'Measure Descriptions'!$B$10:$H$46,CK$2,FALSE)<>\"\",VLOOKUP(Map_Gas_Fin[[#This Row],[Measure]],'Measure Descriptions'!$B$10:$H$46,CK$2,FALSE),\"\"),\"\")","v":""},{"$f":"IF($BA38<>\"\",IF(VLOOKUP(Map_Gas_Fin[[#This Row],[Measure]],'Measure Descriptions'!$B$10:$H$46,CL$2,FALSE)<>\"\",VLOOKUP(Map_Gas_Fin[[#This Row],[Measure]],'Measure Descriptions'!$B$10:$H$46,CL$2,FALSE),\"\"),\"\")","v":""},{"$f":"IF($BA38<>\"\",IF(VLOOKUP(Map_Gas_Fin[[#This Row],[Measure]],'Measure Descriptions'!$B$10:$H$46,CM$2,FALSE)<>\"\",VLOOKUP(Map_Gas_Fin[[#This Row],[Measure]],'Measure Descriptions'!$B$10:$H$46,CM$2,FALSE),\"\"),\"\")","v":""},{"$f":"IF($BA38<>\"\",IF(VLOOKUP(Map_Gas_Fin[[#This Row],[Measure]],'Measure Descriptions'!$B$10:$H$46,CN$2,FALSE)<>\"\",VLOOKUP(Map_Gas_Fin[[#This Row],[Measure]],'Measure Descriptions'!$B$10:$H$46,CN$2,FALSE),\"\"),\"\")","v":""},{"$f":"IF($BA38<>\"\",IF(INDIRECT(\"Measures!\"&CO$2&$BA38)<>\"\",INDIRECT(\"Measures!\"&CO$2&$BA38),\"\"),\"\")","v":""}]
[null,null,"","",{"$f":"IF($B39<>\"\",IF(INDIRECT(\"Measures!\"&E$2&$B39)<>\"\",INDIRECT(\"Measures!\"&E$2&$B39),\"\"),\"\")","v":""},{"$f":"IF($B39<>\"\",IF(INDIRECT(\"Measures!\"&F$2&$B39)<>\"\",INDIRECT(\"Measures!\"&F$2&$B39),\"\"),\"\")","v":""},{"$f":"IF($B39<>\"\",IF(INDIRECT(\"Measures!\"&G$2&$B39)<>\"\",INDIRECT(\"Measures!\"&G$2&$B39),\"\"),\"\")","v":""},{"$f":"IF($B39<>\"\",IF(INDIRECT(\"Measures!\"&H$2&$B39)<>\"\",INDIRECT(\"Measures!\"&H$2&$B39),\"\"),\"\")","v":""},{"$f":"IF($B39<>\"\",IF(INDIRECT(\"Measures!\"&I$2&$B39)<>\"\",INDIRECT(\"Measures!\"&I$2&$B39),\"\"),\"\")","v":""},{"$f":"IF($B39<>\"\",IF(INDIRECT(\"Measures!\"&J$2&$B39)<>\"\",INDIRECT(\"Measures!\"&J$2&$B39),\"\"),\"\")","v":""},{"$f":"IF($B39<>\"\",IF(INDIRECT(\"Measures!\"&K$2&$B39)<>\"\",INDIRECT(\"Measures!\"&K$2&$B39),\"\"),\"\")","v":""},{"$f":"IF($B39<>\"\",IF(INDIRECT(\"Measures!\"&L$2&$B39)<>\"\",INDIRECT(\"Measures!\"&L$2&$B39),\"\"),\"\")","v":""},{"$f":"IF($B39<>\"\",IF(INDIRECT(\"Measures!\"&M$2&$B39)<>\"\",INDIRECT(\"Measures!\"&M$2&$B39),\"\"),\"\")","v":""},{"$f":"IF($B39<>\"\",IF(INDIRECT(\"Measures!\"&N$2&$B39)<>\"\",INDIRECT(\"Measures!\"&N$2&$B39),\"\"),\"\")","v":""},{"$f":"IF($B39<>\"\",IF(INDIRECT(\"Measures!\"&O$2&$B39)<>\"\",INDIRECT(\"Measures!\"&O$2&$B39),\"\"),\"\")","v":""},{"$f":"IF($B39<>\"\",IF(INDIRECT(\"Measures!\"&P$2&$B39)<>\"\",INDIRECT(\"Measures!\"&P$2&$B39),\"\"),\"\")","v":""},{"$f":"IF($B39<>\"\",IF(INDIRECT(\"Measures!\"&Q$2&$B39)<>\"\",INDIRECT(\"Measures!\"&Q$2&$B39),\"\"),\"\")","v":""},{"$f":"IF($B39<>\"\",IF(INDIRECT(\"Measures!\"&R$2&$B39)<>\"\",INDIRECT(\"Measures!\"&R$2&$B39),\"\"),\"\")","v":""},{"$f":"IF($B39<>\"\",IF(INDIRECT(\"Measures!\"&S$2&$B39)<>\"\",INDIRECT(\"Measures!\"&S$2&$B39),\"\"),\"\")","v":""},{"$f":"IF($B39<>\"\",IF(INDIRECT(\"Measures!\"&T$2&$B39)<>\"\",INDIRECT(\"Measures!\"&T$2&$B39),\"\"),\"\")","v":""},{"$f":"IF($B39<>\"\",IF(INDIRECT(\"Measures!\"&U$2&$B39)<>\"\",INDIRECT(\"Measures!\"&U$2&$B39),\"\"),\"\")","v":""},{"$f":"IF($B39<>\"\",IF(INDIRECT(\"Measures!\"&V$2&$B39)<>\"\",INDIRECT(\"Measures!\"&V$2&$B39),\"\"),\"\")","v":""},{"$f":"IF($B39<>\"\",IF(INDIRECT(\"Measures!\"&W$2&$B39)<>\"\",INDIRECT(\"Measures!\"&W$2&$B39),\"\"),\"\")","v":""},{"$f":"IF($B39<>\"\",IF(INDIRECT(\"Measures!\"&X$2&$B39)<>\"\",INDIRECT(\"Measures!\"&X$2&$B39),\"\"),\"\")","v":""},{"$f":"IF($B39<>\"\",IF(INDIRECT(\"Measures!\"&Y$2&$B39)<>\"\",INDIRECT(\"Measures!\"&Y$2&$B39),\"\"),\"\")","v":""},{"$f":"IF($B39<>\"\",IF(INDIRECT(\"Measures!\"&Z$2&$B39)<>\"\",INDIRECT(\"Measures!\"&Z$2&$B39),\"\"),\"\")","v":""},{"$f":"IF($B39<>\"\",IF(INDIRECT(\"Measures!\"&AA$2&$B39)<>\"\",INDIRECT(\"Measures!\"&AA$2&$B39),\"\"),\"\")","v":""},{"$f":"IF($B39<>\"\",IF(INDIRECT(\"Measures!\"&AB$2&$B39)<>\"\",INDIRECT(\"Measures!\"&AB$2&$B39),\"\"),\"\")","v":""},{"$f":"IF($B39<>\"\",IF(INDIRECT(\"Measures!\"&AC$2&$B39)<>\"\",INDIRECT(\"Measures!\"&AC$2&$B39),\"\"),\"\")","v":""},{"$f":"IF($B39<>\"\",IF(INDIRECT(\"Measures!\"&AD$2&$B39)<>\"\",INDIRECT(\"Measures!\"&AD$2&$B39),\"\"),\"\")","v":""},{"$f":"IF($B39<>\"\",IF(INDIRECT(\"Measures!\"&AE$2&$B39)<>\"\",INDIRECT(\"Measures!\"&AE$2&$B39),\"\"),\"\")","v":""},{"$f":"IF($B39<>\"\",IF(INDIRECT(\"Measures!\"&AF$2&$B39)<>\"\",INDIRECT(\"Measures!\"&AF$2&$B39),\"\"),\"\")","v":""},{"$f":"IF($B39<>\"\",IF(INDIRECT(\"Measures!\"&AG$2&$B39)<>\"\",INDIRECT(\"Measures!\"&AG$2&$B39),\"\"),\"\")","v":""},{"$f":"IF($B39<>\"\",IF(INDIRECT(\"Measures!\"&AH$2&$B39)<>\"\",INDIRECT(\"Measures!\"&AH$2&$B39),\"\"),\"\")","v":""},{"$f":"INDEX('Measure Descriptions'!$A$10:$A$46,MATCH(Map_Elec_Fin[[#This Row],[Measure]],'Measure Descriptions'!$B$10:$B$46,0))","v":""},{"$f":"IF($B39<>\"\",IF(VLOOKUP(Map_Elec_Fin[[#This Row],[Measure]],'Measure Descriptions'!$B$10:$H$46,AJ$2,FALSE)<>\"\",VLOOKUP(Map_Elec_Fin[[#This Row],[Measure]],'Measure Descriptions'!$B$10:$H$46,AJ$2,FALSE),\"\"),\"\")","v":""},{"$f":"IF($B39<>\"\",IF(VLOOKUP(Map_Elec_Fin[[#This Row],[Measure]],'Measure Descriptions'!$B$10:$H$46,AK$2,FALSE)<>\"\",VLOOKUP(Map_Elec_Fin[[#This Row],[Measure]],'Measure Descriptions'!$B$10:$H$46,AK$2,FALSE),\"\"),\"\")","v":""},{"$f":"IF($B39<>\"\",IF(VLOOKUP(Map_Elec_Fin[[#This Row],[Measure]],'Measure Descriptions'!$B$10:$H$46,AL$2,FALSE)<>\"\",VLOOKUP(Map_Elec_Fin[[#This Row],[Measure]],'Measure Descriptions'!$B$10:$H$46,AL$2,FALSE),\"\"),\"\")","v":""},{"$f":"IF($B39<>\"\",IF(VLOOKUP(Map_Elec_Fin[[#This Row],[Measure]],'Measure Descriptions'!$B$10:$H$46,AM$2,FALSE)<>\"\",VLOOKUP(Map_Elec_Fin[[#This Row],[Measure]],'Measure Descriptions'!$B$10:$H$46,AM$2,FALSE),\"\"),\"\")","v":""},{"$f":"IF($B39<>\"\",IF(VLOOKUP(Map_Elec_Fin[[#This Row],[Measure]],'Measure Descriptions'!$B$10:$H$46,AN$2,FALSE)<>\"\",VLOOKUP(Map_Elec_Fin[[#This Row],[Measure]],'Measure Descriptions'!$B$10:$H$46,AN$2,FALSE),\"\"),\"\")","v":""},{"$f":"IF($B39<>\"\",IF(VLOOKUP(Map_Elec_Fin[[#This Row],[Measure]],'Measure Descriptions'!$B$10:$H$46,AO$2,FALSE)<>\"\",VLOOKUP(Map_Elec_Fin[[#This Row],[Measure]],'Measure Descriptions'!$B$10:$H$46,AO$2,FALSE),\"\"),\"\")","v":""},{"$f":"IF($B39<>\"\",IF(INDIRECT(\"Measures!\"&AP$2&$B39)<>\"\",INDIRECT(\"Measures!\"&AP$2&$B39),\"\"),\"\")","v":""},null,null,null,null,null,null,null,null,null,null,null,"","",{"$f":"IF($BA39<>\"\",IF(INDIRECT(\"Measures!\"&BD$2&$BA39)<>\"\",INDIRECT(\"Measures!\"&BD$2&$BA39),\"\"),\"\")","v":""},{"$f":"IF($BA39<>\"\",IF(INDIRECT(\"Measures!\"&BE$2&$BA39)<>\"\",INDIRECT(\"Measures!\"&BE$2&$BA39),\"\"),\"\")","v":""},{"$f":"IF($BA39<>\"\",IF(INDIRECT(\"Measures!\"&BF$2&$BA39)<>\"\",INDIRECT(\"Measures!\"&BF$2&$BA39),\"\"),\"\")","v":""},{"$f":"IF($BA39<>\"\",IF(INDIRECT(\"Measures!\"&BG$2&$BA39)<>\"\",INDIRECT(\"Measures!\"&BG$2&$BA39),\"\"),\"\")","v":""},{"$f":"IF($BA39<>\"\",IF(INDIRECT(\"Measures!\"&BH$2&$BA39)<>\"\",INDIRECT(\"Measures!\"&BH$2&$BA39),\"\"),\"\")","v":""},{"$f":"IF($BA39<>\"\",IF(INDIRECT(\"Measures!\"&BI$2&$BA39)<>\"\",INDIRECT(\"Measures!\"&BI$2&$BA39),\"\"),\"\")","v":""},{"$f":"IF($BA39<>\"\",IF(INDIRECT(\"Measures!\"&BJ$2&$BA39)<>\"\",INDIRECT(\"Measures!\"&BJ$2&$BA39),\"\"),\"\")","v":""},{"$f":"IF($BA39<>\"\",IF(INDIRECT(\"Measures!\"&BK$2&$BA39)<>\"\",INDIRECT(\"Measures!\"&BK$2&$BA39),\"\"),\"\")","v":""},{"$f":"IF($BA39<>\"\",IF(INDIRECT(\"Measures!\"&BL$2&$BA39)<>\"\",INDIRECT(\"Measures!\"&BL$2&$BA39),\"\"),\"\")","v":""},{"$f":"IF($BA39<>\"\",IF(INDIRECT(\"Measures!\"&BM$2&$BA39)<>\"\",INDIRECT(\"Measures!\"&BM$2&$BA39),\"\"),\"\")","v":""},{"$f":"IF($BA39<>\"\",IF(INDIRECT(\"Measures!\"&BN$2&$BA39)<>\"\",INDIRECT(\"Measures!\"&BN$2&$BA39),\"\"),\"\")","v":""},{"$f":"IF($BA39<>\"\",IF(INDIRECT(\"Measures!\"&BO$2&$BA39)<>\"\",INDIRECT(\"Measures!\"&BO$2&$BA39),\"\"),\"\")","v":""},{"$f":"IF($BA39<>\"\",IF(INDIRECT(\"Measures!\"&BP$2&$BA39)<>\"\",INDIRECT(\"Measures!\"&BP$2&$BA39),\"\"),\"\")","v":""},{"$f":"IF($BA39<>\"\",IF(INDIRECT(\"Measures!\"&BQ$2&$BA39)<>\"\",INDIRECT(\"Measures!\"&BQ$2&$BA39),\"\"),\"\")","v":""},{"$f":"IF($BA39<>\"\",IF(INDIRECT(\"Measures!\"&BR$2&$BA39)<>\"\",INDIRECT(\"Measures!\"&BR$2&$BA39),\"\"),\"\")","v":""},{"$f":"IF($BA39<>\"\",IF(INDIRECT(\"Measures!\"&BS$2&$BA39)<>\"\",INDIRECT(\"Measures!\"&BS$2&$BA39),\"\"),\"\")","v":""},{"$f":"IF($BA39<>\"\",IF(INDIRECT(\"Measures!\"&BT$2&$BA39)<>\"\",INDIRECT(\"Measures!\"&BT$2&$BA39),\"\"),\"\")","v":""},{"$f":"IF($BA39<>\"\",IF(INDIRECT(\"Measures!\"&BU$2&$BA39)<>\"\",INDIRECT(\"Measures!\"&BU$2&$BA39),\"\"),\"\")","v":""},{"$f":"IF($BA39<>\"\",IF(INDIRECT(\"Measures!\"&BV$2&$BA39)<>\"\",INDIRECT(\"Measures!\"&BV$2&$BA39),\"\"),\"\")","v":""},{"$f":"IF($BA39<>\"\",IF(INDIRECT(\"Measures!\"&BW$2&$BA39)<>\"\",INDIRECT(\"Measures!\"&BW$2&$BA39),\"\"),\"\")","v":""},{"$f":"IF($BA39<>\"\",IF(INDIRECT(\"Measures!\"&BX$2&$BA39)<>\"\",INDIRECT(\"Measures!\"&BX$2&$BA39),\"\"),\"\")","v":""},{"$f":"IF($BA39<>\"\",IF(INDIRECT(\"Measures!\"&BY$2&$BA39)<>\"\",INDIRECT(\"Measures!\"&BY$2&$BA39),\"\"),\"\")","v":""},{"$f":"IF($BA39<>\"\",IF(INDIRECT(\"Measures!\"&BZ$2&$BA39)<>\"\",INDIRECT(\"Measures!\"&BZ$2&$BA39),\"\"),\"\")","v":""},{"$f":"IF($BA39<>\"\",IF(INDIRECT(\"Measures!\"&CA$2&$BA39)<>\"\",INDIRECT(\"Measures!\"&CA$2&$BA39),\"\"),\"\")","v":""},{"$f":"IF($BA39<>\"\",IF(INDIRECT(\"Measures!\"&CB$2&$BA39)<>\"\",INDIRECT(\"Measures!\"&CB$2&$BA39),\"\"),\"\")","v":""},{"$f":"IF($BA39<>\"\",IF(INDIRECT(\"Measures!\"&CC$2&$BA39)<>\"\",INDIRECT(\"Measures!\"&CC$2&$BA39),\"\"),\"\")","v":""},{"$f":"IF($BA39<>\"\",IF(INDIRECT(\"Measures!\"&CD$2&$BA39)<>\"\",INDIRECT(\"Measures!\"&CD$2&$BA39),\"\"),\"\")","v":""},{"$f":"IF($BA39<>\"\",IF(INDIRECT(\"Measures!\"&CE$2&$BA39)<>\"\",INDIRECT(\"Measures!\"&CE$2&$BA39),\"\"),\"\")","v":""},{"$f":"IF($BA39<>\"\",IF(INDIRECT(\"Measures!\"&CF$2&$BA39)<>\"\",INDIRECT(\"Measures!\"&CF$2&$BA39),\"\"),\"\")","v":""},{"$f":"IF($BA39<>\"\",IF(INDIRECT(\"Measures!\"&CG$2&$BA39)<>\"\",INDIRECT(\"Measures!\"&CG$2&$BA39),\"\"),\"\")","v":""},{"$f":"INDEX('Measure Descriptions'!$A$10:$A$46,MATCH(Map_Gas_Fin[[#This Row],[Measure]],'Measure Descriptions'!$B$10:$B$46,0))","v":""},{"$f":"IF($BA39<>\"\",IF(VLOOKUP(Map_Gas_Fin[[#This Row],[Measure]],'Measure Descriptions'!$B$10:$H$46,CI$2,FALSE)<>\"\",VLOOKUP(Map_Gas_Fin[[#This Row],[Measure]],'Measure Descriptions'!$B$10:$H$46,CI$2,FALSE),\"\"),\"\")","v":""},{"$f":"IF($BA39<>\"\",IF(VLOOKUP(Map_Gas_Fin[[#This Row],[Measure]],'Measure Descriptions'!$B$10:$H$46,CJ$2,FALSE)<>\"\",VLOOKUP(Map_Gas_Fin[[#This Row],[Measure]],'Measure Descriptions'!$B$10:$H$46,CJ$2,FALSE),\"\"),\"\")","v":""},{"$f":"IF($BA39<>\"\",IF(VLOOKUP(Map_Gas_Fin[[#This Row],[Measure]],'Measure Descriptions'!$B$10:$H$46,CK$2,FALSE)<>\"\",VLOOKUP(Map_Gas_Fin[[#This Row],[Measure]],'Measure Descriptions'!$B$10:$H$46,CK$2,FALSE),\"\"),\"\")","v":""},{"$f":"IF($BA39<>\"\",IF(VLOOKUP(Map_Gas_Fin[[#This Row],[Measure]],'Measure Descriptions'!$B$10:$H$46,CL$2,FALSE)<>\"\",VLOOKUP(Map_Gas_Fin[[#This Row],[Measure]],'Measure Descriptions'!$B$10:$H$46,CL$2,FALSE),\"\"),\"\")","v":""},{"$f":"IF($BA39<>\"\",IF(VLOOKUP(Map_Gas_Fin[[#This Row],[Measure]],'Measure Descriptions'!$B$10:$H$46,CM$2,FALSE)<>\"\",VLOOKUP(Map_Gas_Fin[[#This Row],[Measure]],'Measure Descriptions'!$B$10:$H$46,CM$2,FALSE),\"\"),\"\")","v":""},{"$f":"IF($BA39<>\"\",IF(VLOOKUP(Map_Gas_Fin[[#This Row],[Measure]],'Measure Descriptions'!$B$10:$H$46,CN$2,FALSE)<>\"\",VLOOKUP(Map_Gas_Fin[[#This Row],[Measure]],'Measure Descriptions'!$B$10:$H$46,CN$2,FALSE),\"\"),\"\")","v":""},{"$f":"IF($BA39<>\"\",IF(INDIRECT(\"Measures!\"&CO$2&$BA39)<>\"\",INDIRECT(\"Measures!\"&CO$2&$BA39),\"\"),\"\")","v":""}]
[null,null,"","",{"$f":"IF($B40<>\"\",IF(INDIRECT(\"Measures!\"&E$2&$B40)<>\"\",INDIRECT(\"Measures!\"&E$2&$B40),\"\"),\"\")","v":""},{"$f":"IF($B40<>\"\",IF(INDIRECT(\"Measures!\"&F$2&$B40)<>\"\",INDIRECT(\"Measures!\"&F$2&$B40),\"\"),\"\")","v":""},{"$f":"IF($B40<>\"\",IF(INDIRECT(\"Measures!\"&G$2&$B40)<>\"\",INDIRECT(\"Measures!\"&G$2&$B40),\"\"),\"\")","v":""},{"$f":"IF($B40<>\"\",IF(INDIRECT(\"Measures!\"&H$2&$B40)<>\"\",INDIRECT(\"Measures!\"&H$2&$B40),\"\"),\"\")","v":""},{"$f":"IF($B40<>\"\",IF(INDIRECT(\"Measures!\"&I$2&$B40)<>\"\",INDIRECT(\"Measures!\"&I$2&$B40),\"\"),\"\")","v":""},{"$f":"IF($B40<>\"\",IF(INDIRECT(\"Measures!\"&J$2&$B40)<>\"\",INDIRECT(\"Measures!\"&J$2&$B40),\"\"),\"\")","v":""},{"$f":"IF($B40<>\"\",IF(INDIRECT(\"Measures!\"&K$2&$B40)<>\"\",INDIRECT(\"Measures!\"&K$2&$B40),\"\"),\"\")","v":""},{"$f":"IF($B40<>\"\",IF(INDIRECT(\"Measures!\"&L$2&$B40)<>\"\",INDIRECT(\"Measures!\"&L$2&$B40),\"\"),\"\")","v":""},{"$f":"IF($B40<>\"\",IF(INDIRECT(\"Measures!\"&M$2&$B40)<>\"\",INDIRECT(\"Measures!\"&M$2&$B40),\"\"),\"\")","v":""},{"$f":"IF($B40<>\"\",IF(INDIRECT(\"Measures!\"&N$2&$B40)<>\"\",INDIRECT(\"Measures!\"&N$2&$B40),\"\"),\"\")","v":""},{"$f":"IF($B40<>\"\",IF(INDIRECT(\"Measures!\"&O$2&$B40)<>\"\",INDIRECT(\"Measures!\"&O$2&$B40),\"\"),\"\")","v":""},{"$f":"IF($B40<>\"\",IF(INDIRECT(\"Measures!\"&P$2&$B40)<>\"\",INDIRECT(\"Measures!\"&P$2&$B40),\"\"),\"\")","v":""},{"$f":"IF($B40<>\"\",IF(INDIRECT(\"Measures!\"&Q$2&$B40)<>\"\",INDIRECT(\"Measures!\"&Q$2&$B40),\"\"),\"\")","v":""},{"$f":"IF($B40<>\"\",IF(INDIRECT(\"Measures!\"&R$2&$B40)<>\"\",INDIRECT(\"Measures!\"&R$2&$B40),\"\"),\"\")","v":""},{"$f":"IF($B40<>\"\",IF(INDIRECT(\"Measures!\"&S$2&$B40)<>\"\",INDIRECT(\"Measures!\"&S$2&$B40),\"\"),\"\")","v":""},{"$f":"IF($B40<>\"\",IF(INDIRECT(\"Measures!\"&T$2&$B40)<>\"\",INDIRECT(\"Measures!\"&T$2&$B40),\"\"),\"\")","v":""},{"$f":"IF($B40<>\"\",IF(INDIRECT(\"Measures!\"&U$2&$B40)<>\"\",INDIRECT(\"Measures!\"&U$2&$B40),\"\"),\"\")","v":""},{"$f":"IF($B40<>\"\",IF(INDIRECT(\"Measures!\"&V$2&$B40)<>\"\",INDIRECT(\"Measures!\"&V$2&$B40),\"\"),\"\")","v":""},{"$f":"IF($B40<>\"\",IF(INDIRECT(\"Measures!\"&W$2&$B40)<>\"\",INDIRECT(\"Measures!\"&W$2&$B40),\"\"),\"\")","v":""},{"$f":"IF($B40<>\"\",IF(INDIRECT(\"Measures!\"&X$2&$B40)<>\"\",INDIRECT(\"Measures!\"&X$2&$B40),\"\"),\"\")","v":""},{"$f":"IF($B40<>\"\",IF(INDIRECT(\"Measures!\"&Y$2&$B40)<>\"\",INDIRECT(\"Measures!\"&Y$2&$B40),\"\"),\"\")","v":""},{"$f":"IF($B40<>\"\",IF(INDIRECT(\"Measures!\"&Z$2&$B40)<>\"\",INDIRECT(\"Measures!\"&Z$2&$B40),\"\"),\"\")","v":""},{"$f":"IF($B40<>\"\",IF(INDIRECT(\"Measures!\"&AA$2&$B40)<>\"\",INDIRECT(\"Measures!\"&AA$2&$B40),\"\"),\"\")","v":""},{"$f":"IF($B40<>\"\",IF(INDIRECT(\"Measures!\"&AB$2&$B40)<>\"\",INDIRECT(\"Measures!\"&AB$2&$B40),\"\"),\"\")","v":""},{"$f":"IF($B40<>\"\",IF(INDIRECT(\"Measures!\"&AC$2&$B40)<>\"\",INDIRECT(\"Measures!\"&AC$2&$B40),\"\"),\"\")","v":""},{"$f":"IF($B40<>\"\",IF(INDIRECT(\"Measures!\"&AD$2&$B40)<>\"\",INDIRECT(\"Measures!\"&AD$2&$B40),\"\"),\"\")","v":""},{"$f":"IF($B40<>\"\",IF(INDIRECT(\"Measures!\"&AE$2&$B40)<>\"\",INDIRECT(\"Measures!\"&AE$2&$B40),\"\"),\"\")","v":""},{"$f":"IF($B40<>\"\",IF(INDIRECT(\"Measures!\"&AF$2&$B40)<>\"\",INDIRECT(\"Measures!\"&AF$2&$B40),\"\"),\"\")","v":""},{"$f":"IF($B40<>\"\",IF(INDIRECT(\"Measures!\"&AG$2&$B40)<>\"\",INDIRECT(\"Measures!\"&AG$2&$B40),\"\"),\"\")","v":""},{"$f":"IF($B40<>\"\",IF(INDIRECT(\"Measures!\"&AH$2&$B40)<>\"\",INDIRECT(\"Measures!\"&AH$2&$B40),\"\"),\"\")","v":""},{"$f":"INDEX('Measure Descriptions'!$A$10:$A$46,MATCH(Map_Elec_Fin[[#This Row],[Measure]],'Measure Descriptions'!$B$10:$B$46,0))","v":""},{"$f":"IF($B40<>\"\",IF(VLOOKUP(Map_Elec_Fin[[#This Row],[Measure]],'Measure Descriptions'!$B$10:$H$46,AJ$2,FALSE)<>\"\",VLOOKUP(Map_Elec_Fin[[#This Row],[Measure]],'Measure Descriptions'!$B$10:$H$46,AJ$2,FALSE),\"\"),\"\")","v":""},{"$f":"IF($B40<>\"\",IF(VLOOKUP(Map_Elec_Fin[[#This Row],[Measure]],'Measure Descriptions'!$B$10:$H$46,AK$2,FALSE)<>\"\",VLOOKUP(Map_Elec_Fin[[#This Row],[Measure]],'Measure Descriptions'!$B$10:$H$46,AK$2,FALSE),\"\"),\"\")","v":""},{"$f":"IF($B40<>\"\",IF(VLOOKUP(Map_Elec_Fin[[#This Row],[Measure]],'Measure Descriptions'!$B$10:$H$46,AL$2,FALSE)<>\"\",VLOOKUP(Map_Elec_Fin[[#This Row],[Measure]],'Measure Descriptions'!$B$10:$H$46,AL$2,FALSE),\"\"),\"\")","v":""},{"$f":"IF($B40<>\"\",IF(VLOOKUP(Map_Elec_Fin[[#This Row],[Measure]],'Measure Descriptions'!$B$10:$H$46,AM$2,FALSE)<>\"\",VLOOKUP(Map_Elec_Fin[[#This Row],[Measure]],'Measure Descriptions'!$B$10:$H$46,AM$2,FALSE),\"\"),\"\")","v":""},{"$f":"IF($B40<>\"\",IF(VLOOKUP(Map_Elec_Fin[[#This Row],[Measure]],'Measure Descriptions'!$B$10:$H$46,AN$2,FALSE)<>\"\",VLOOKUP(Map_Elec_Fin[[#This Row],[Measure]],'Measure Descriptions'!$B$10:$H$46,AN$2,FALSE),\"\"),\"\")","v":""},{"$f":"IF($B40<>\"\",IF(VLOOKUP(Map_Elec_Fin[[#This Row],[Measure]],'Measure Descriptions'!$B$10:$H$46,AO$2,FALSE)<>\"\",VLOOKUP(Map_Elec_Fin[[#This Row],[Measure]],'Measure Descriptions'!$B$10:$H$46,AO$2,FALSE),\"\"),\"\")","v":""},{"$f":"IF($B40<>\"\",IF(INDIRECT(\"Measures!\"&AP$2&$B40)<>\"\",INDIRECT(\"Measures!\"&AP$2&$B40),\"\"),\"\")","v":""},null,null,null,null,null,null,null,null,null,null,null,"","",{"$f":"IF($BA40<>\"\",IF(INDIRECT(\"Measures!\"&BD$2&$BA40)<>\"\",INDIRECT(\"Measures!\"&BD$2&$BA40),\"\"),\"\")","v":""},{"$f":"IF($BA40<>\"\",IF(INDIRECT(\"Measures!\"&BE$2&$BA40)<>\"\",INDIRECT(\"Measures!\"&BE$2&$BA40),\"\"),\"\")","v":""},{"$f":"IF($BA40<>\"\",IF(INDIRECT(\"Measures!\"&BF$2&$BA40)<>\"\",INDIRECT(\"Measures!\"&BF$2&$BA40),\"\"),\"\")","v":""},{"$f":"IF($BA40<>\"\",IF(INDIRECT(\"Measures!\"&BG$2&$BA40)<>\"\",INDIRECT(\"Measures!\"&BG$2&$BA40),\"\"),\"\")","v":""},{"$f":"IF($BA40<>\"\",IF(INDIRECT(\"Measures!\"&BH$2&$BA40)<>\"\",INDIRECT(\"Measures!\"&BH$2&$BA40),\"\"),\"\")","v":""},{"$f":"IF($BA40<>\"\",IF(INDIRECT(\"Measures!\"&BI$2&$BA40)<>\"\",INDIRECT(\"Measures!\"&BI$2&$BA40),\"\"),\"\")","v":""},{"$f":"IF($BA40<>\"\",IF(INDIRECT(\"Measures!\"&BJ$2&$BA40)<>\"\",INDIRECT(\"Measures!\"&BJ$2&$BA40),\"\"),\"\")","v":""},{"$f":"IF($BA40<>\"\",IF(INDIRECT(\"Measures!\"&BK$2&$BA40)<>\"\",INDIRECT(\"Measures!\"&BK$2&$BA40),\"\"),\"\")","v":""},{"$f":"IF($BA40<>\"\",IF(INDIRECT(\"Measures!\"&BL$2&$BA40)<>\"\",INDIRECT(\"Measures!\"&BL$2&$BA40),\"\"),\"\")","v":""},{"$f":"IF($BA40<>\"\",IF(INDIRECT(\"Measures!\"&BM$2&$BA40)<>\"\",INDIRECT(\"Measures!\"&BM$2&$BA40),\"\"),\"\")","v":""},{"$f":"IF($BA40<>\"\",IF(INDIRECT(\"Measures!\"&BN$2&$BA40)<>\"\",INDIRECT(\"Measures!\"&BN$2&$BA40),\"\"),\"\")","v":""},{"$f":"IF($BA40<>\"\",IF(INDIRECT(\"Measures!\"&BO$2&$BA40)<>\"\",INDIRECT(\"Measures!\"&BO$2&$BA40),\"\"),\"\")","v":""},{"$f":"IF($BA40<>\"\",IF(INDIRECT(\"Measures!\"&BP$2&$BA40)<>\"\",INDIRECT(\"Measures!\"&BP$2&$BA40),\"\"),\"\")","v":""},{"$f":"IF($BA40<>\"\",IF(INDIRECT(\"Measures!\"&BQ$2&$BA40)<>\"\",INDIRECT(\"Measures!\"&BQ$2&$BA40),\"\"),\"\")","v":""},{"$f":"IF($BA40<>\"\",IF(INDIRECT(\"Measures!\"&BR$2&$BA40)<>\"\",INDIRECT(\"Measures!\"&BR$2&$BA40),\"\"),\"\")","v":""},{"$f":"IF($BA40<>\"\",IF(INDIRECT(\"Measures!\"&BS$2&$BA40)<>\"\",INDIRECT(\"Measures!\"&BS$2&$BA40),\"\"),\"\")","v":""},{"$f":"IF($BA40<>\"\",IF(INDIRECT(\"Measures!\"&BT$2&$BA40)<>\"\",INDIRECT(\"Measures!\"&BT$2&$BA40),\"\"),\"\")","v":""},{"$f":"IF($BA40<>\"\",IF(INDIRECT(\"Measures!\"&BU$2&$BA40)<>\"\",INDIRECT(\"Measures!\"&BU$2&$BA40),\"\"),\"\")","v":""},{"$f":"IF($BA40<>\"\",IF(INDIRECT(\"Measures!\"&BV$2&$BA40)<>\"\",INDIRECT(\"Measures!\"&BV$2&$BA40),\"\"),\"\")","v":""},{"$f":"IF($BA40<>\"\",IF(INDIRECT(\"Measures!\"&BW$2&$BA40)<>\"\",INDIRECT(\"Measures!\"&BW$2&$BA40),\"\"),\"\")","v":""},{"$f":"IF($BA40<>\"\",IF(INDIRECT(\"Measures!\"&BX$2&$BA40)<>\"\",INDIRECT(\"Measures!\"&BX$2&$BA40),\"\"),\"\")","v":""},{"$f":"IF($BA40<>\"\",IF(INDIRECT(\"Measures!\"&BY$2&$BA40)<>\"\",INDIRECT(\"Measures!\"&BY$2&$BA40),\"\"),\"\")","v":""},{"$f":"IF($BA40<>\"\",IF(INDIRECT(\"Measures!\"&BZ$2&$BA40)<>\"\",INDIRECT(\"Measures!\"&BZ$2&$BA40),\"\"),\"\")","v":""},{"$f":"IF($BA40<>\"\",IF(INDIRECT(\"Measures!\"&CA$2&$BA40)<>\"\",INDIRECT(\"Measures!\"&CA$2&$BA40),\"\"),\"\")","v":""},{"$f":"IF($BA40<>\"\",IF(INDIRECT(\"Measures!\"&CB$2&$BA40)<>\"\",INDIRECT(\"Measures!\"&CB$2&$BA40),\"\"),\"\")","v":""},{"$f":"IF($BA40<>\"\",IF(INDIRECT(\"Measures!\"&CC$2&$BA40)<>\"\",INDIRECT(\"Measures!\"&CC$2&$BA40),\"\"),\"\")","v":""},{"$f":"IF($BA40<>\"\",IF(INDIRECT(\"Measures!\"&CD$2&$BA40)<>\"\",INDIRECT(\"Measures!\"&CD$2&$BA40),\"\"),\"\")","v":""},{"$f":"IF($BA40<>\"\",IF(INDIRECT(\"Measures!\"&CE$2&$BA40)<>\"\",INDIRECT(\"Measures!\"&CE$2&$BA40),\"\"),\"\")","v":""},{"$f":"IF($BA40<>\"\",IF(INDIRECT(\"Measures!\"&CF$2&$BA40)<>\"\",INDIRECT(\"Measures!\"&CF$2&$BA40),\"\"),\"\")","v":""},{"$f":"IF($BA40<>\"\",IF(INDIRECT(\"Measures!\"&CG$2&$BA40)<>\"\",INDIRECT(\"Measures!\"&CG$2&$BA40),\"\"),\"\")","v":""},{"$f":"INDEX('Measure Descriptions'!$A$10:$A$46,MATCH(Map_Gas_Fin[[#This Row],[Measure]],'Measure Descriptions'!$B$10:$B$46,0))","v":""},{"$f":"IF($BA40<>\"\",IF(VLOOKUP(Map_Gas_Fin[[#This Row],[Measure]],'Measure Descriptions'!$B$10:$H$46,CI$2,FALSE)<>\"\",VLOOKUP(Map_Gas_Fin[[#This Row],[Measure]],'Measure Descriptions'!$B$10:$H$46,CI$2,FALSE),\"\"),\"\")","v":""},{"$f":"IF($BA40<>\"\",IF(VLOOKUP(Map_Gas_Fin[[#This Row],[Measure]],'Measure Descriptions'!$B$10:$H$46,CJ$2,FALSE)<>\"\",VLOOKUP(Map_Gas_Fin[[#This Row],[Measure]],'Measure Descriptions'!$B$10:$H$46,CJ$2,FALSE),\"\"),\"\")","v":""},{"$f":"IF($BA40<>\"\",IF(VLOOKUP(Map_Gas_Fin[[#This Row],[Measure]],'Measure Descriptions'!$B$10:$H$46,CK$2,FALSE)<>\"\",VLOOKUP(Map_Gas_Fin[[#This Row],[Measure]],'Measure Descriptions'!$B$10:$H$46,CK$2,FALSE),\"\"),\"\")","v":""},{"$f":"IF($BA40<>\"\",IF(VLOOKUP(Map_Gas_Fin[[#This Row],[Measure]],'Measure Descriptions'!$B$10:$H$46,CL$2,FALSE)<>\"\",VLOOKUP(Map_Gas_Fin[[#This Row],[Measure]],'Measure Descriptions'!$B$10:$H$46,CL$2,FALSE),\"\"),\"\")","v":""},{"$f":"IF($BA40<>\"\",IF(VLOOKUP(Map_Gas_Fin[[#This Row],[Measure]],'Measure Descriptions'!$B$10:$H$46,CM$2,FALSE)<>\"\",VLOOKUP(Map_Gas_Fin[[#This Row],[Measure]],'Measure Descriptions'!$B$10:$H$46,CM$2,FALSE),\"\"),\"\")","v":""},{"$f":"IF($BA40<>\"\",IF(VLOOKUP(Map_Gas_Fin[[#This Row],[Measure]],'Measure Descriptions'!$B$10:$H$46,CN$2,FALSE)<>\"\",VLOOKUP(Map_Gas_Fin[[#This Row],[Measure]],'Measure Descriptions'!$B$10:$H$46,CN$2,FALSE),\"\"),\"\")","v":""},{"$f":"IF($BA40<>\"\",IF(INDIRECT(\"Measures!\"&CO$2&$BA40)<>\"\",INDIRECT(\"Measures!\"&CO$2&$BA40),\"\"),\"\")","v":""}]
[null,null,"","",{"$f":"IF($B41<>\"\",IF(INDIRECT(\"Measures!\"&E$2&$B41)<>\"\",INDIRECT(\"Measures!\"&E$2&$B41),\"\"),\"\")","v":""},{"$f":"IF($B41<>\"\",IF(INDIRECT(\"Measures!\"&F$2&$B41)<>\"\",INDIRECT(\"Measures!\"&F$2&$B41),\"\"),\"\")","v":""},{"$f":"IF($B41<>\"\",IF(INDIRECT(\"Measures!\"&G$2&$B41)<>\"\",INDIRECT(\"Measures!\"&G$2&$B41),\"\"),\"\")","v":""},{"$f":"IF($B41<>\"\",IF(INDIRECT(\"Measures!\"&H$2&$B41)<>\"\",INDIRECT(\"Measures!\"&H$2&$B41),\"\"),\"\")","v":""},{"$f":"IF($B41<>\"\",IF(INDIRECT(\"Measures!\"&I$2&$B41)<>\"\",INDIRECT(\"Measures!\"&I$2&$B41),\"\"),\"\")","v":""},{"$f":"IF($B41<>\"\",IF(INDIRECT(\"Measures!\"&J$2&$B41)<>\"\",INDIRECT(\"Measures!\"&J$2&$B41),\"\"),\"\")","v":""},{"$f":"IF($B41<>\"\",IF(INDIRECT(\"Measures!\"&K$2&$B41)<>\"\",INDIRECT(\"Measures!\"&K$2&$B41),\"\"),\"\")","v":""},{"$f":"IF($B41<>\"\",IF(INDIRECT(\"Measures!\"&L$2&$B41)<>\"\",INDIRECT(\"Measures!\"&L$2&$B41),\"\"),\"\")","v":""},{"$f":"IF($B41<>\"\",IF(INDIRECT(\"Measures!\"&M$2&$B41)<>\"\",INDIRECT(\"Measures!\"&M$2&$B41),\"\"),\"\")","v":""},{"$f":"IF($B41<>\"\",IF(INDIRECT(\"Measures!\"&N$2&$B41)<>\"\",INDIRECT(\"Measures!\"&N$2&$B41),\"\"),\"\")","v":""},{"$f":"IF($B41<>\"\",IF(INDIRECT(\"Measures!\"&O$2&$B41)<>\"\",INDIRECT(\"Measures!\"&O$2&$B41),\"\"),\"\")","v":""},{"$f":"IF($B41<>\"\",IF(INDIRECT(\"Measures!\"&P$2&$B41)<>\"\",INDIRECT(\"Measures!\"&P$2&$B41),\"\"),\"\")","v":""},{"$f":"IF($B41<>\"\",IF(INDIRECT(\"Measures!\"&Q$2&$B41)<>\"\",INDIRECT(\"Measures!\"&Q$2&$B41),\"\"),\"\")","v":""},{"$f":"IF($B41<>\"\",IF(INDIRECT(\"Measures!\"&R$2&$B41)<>\"\",INDIRECT(\"Measures!\"&R$2&$B41),\"\"),\"\")","v":""},{"$f":"IF($B41<>\"\",IF(INDIRECT(\"Measures!\"&S$2&$B41)<>\"\",INDIRECT(\"Measures!\"&S$2&$B41),\"\"),\"\")","v":""},{"$f":"IF($B41<>\"\",IF(INDIRECT(\"Measures!\"&T$2&$B41)<>\"\",INDIRECT(\"Measures!\"&T$2&$B41),\"\"),\"\")","v":""},{"$f":"IF($B41<>\"\",IF(INDIRECT(\"Measures!\"&U$2&$B41)<>\"\",INDIRECT(\"Measures!\"&U$2&$B41),\"\"),\"\")","v":""},{"$f":"IF($B41<>\"\",IF(INDIRECT(\"Measures!\"&V$2&$B41)<>\"\",INDIRECT(\"Measures!\"&V$2&$B41),\"\"),\"\")","v":""},{"$f":"IF($B41<>\"\",IF(INDIRECT(\"Measures!\"&W$2&$B41)<>\"\",INDIRECT(\"Measures!\"&W$2&$B41),\"\"),\"\")","v":""},{"$f":"IF($B41<>\"\",IF(INDIRECT(\"Measures!\"&X$2&$B41)<>\"\",INDIRECT(\"Measures!\"&X$2&$B41),\"\"),\"\")","v":""},{"$f":"IF($B41<>\"\",IF(INDIRECT(\"Measures!\"&Y$2&$B41)<>\"\",INDIRECT(\"Measures!\"&Y$2&$B41),\"\"),\"\")","v":""},{"$f":"IF($B41<>\"\",IF(INDIRECT(\"Measures!\"&Z$2&$B41)<>\"\",INDIRECT(\"Measures!\"&Z$2&$B41),\"\"),\"\")","v":""},{"$f":"IF($B41<>\"\",IF(INDIRECT(\"Measures!\"&AA$2&$B41)<>\"\",INDIRECT(\"Measures!\"&AA$2&$B41),\"\"),\"\")","v":""},{"$f":"IF($B41<>\"\",IF(INDIRECT(\"Measures!\"&AB$2&$B41)<>\"\",INDIRECT(\"Measures!\"&AB$2&$B41),\"\"),\"\")","v":""},{"$f":"IF($B41<>\"\",IF(INDIRECT(\"Measures!\"&AC$2&$B41)<>\"\",INDIRECT(\"Measures!\"&AC$2&$B41),\"\"),\"\")","v":""},{"$f":"IF($B41<>\"\",IF(INDIRECT(\"Measures!\"&AD$2&$B41)<>\"\",INDIRECT(\"Measures!\"&AD$2&$B41),\"\"),\"\")","v":""},{"$f":"IF($B41<>\"\",IF(INDIRECT(\"Measures!\"&AE$2&$B41)<>\"\",INDIRECT(\"Measures!\"&AE$2&$B41),\"\"),\"\")","v":""},{"$f":"IF($B41<>\"\",IF(INDIRECT(\"Measures!\"&AF$2&$B41)<>\"\",INDIRECT(\"Measures!\"&AF$2&$B41),\"\"),\"\")","v":""},{"$f":"IF($B41<>\"\",IF(INDIRECT(\"Measures!\"&AG$2&$B41)<>\"\",INDIRECT(\"Measures!\"&AG$2&$B41),\"\"),\"\")","v":""},{"$f":"IF($B41<>\"\",IF(INDIRECT(\"Measures!\"&AH$2&$B41)<>\"\",INDIRECT(\"Measures!\"&AH$2&$B41),\"\"),\"\")","v":""},{"$f":"INDEX('Measure Descriptions'!$A$10:$A$46,MATCH(Map_Elec_Fin[[#This Row],[Measure]],'Measure Descriptions'!$B$10:$B$46,0))","v":""},{"$f":"IF($B41<>\"\",IF(VLOOKUP(Map_Elec_Fin[[#This Row],[Measure]],'Measure Descriptions'!$B$10:$H$46,AJ$2,FALSE)<>\"\",VLOOKUP(Map_Elec_Fin[[#This Row],[Measure]],'Measure Descriptions'!$B$10:$H$46,AJ$2,FALSE),\"\"),\"\")","v":""},{"$f":"IF($B41<>\"\",IF(VLOOKUP(Map_Elec_Fin[[#This Row],[Measure]],'Measure Descriptions'!$B$10:$H$46,AK$2,FALSE)<>\"\",VLOOKUP(Map_Elec_Fin[[#This Row],[Measure]],'Measure Descriptions'!$B$10:$H$46,AK$2,FALSE),\"\"),\"\")","v":""},{"$f":"IF($B41<>\"\",IF(VLOOKUP(Map_Elec_Fin[[#This Row],[Measure]],'Measure Descriptions'!$B$10:$H$46,AL$2,FALSE)<>\"\",VLOOKUP(Map_Elec_Fin[[#This Row],[Measure]],'Measure Descriptions'!$B$10:$H$46,AL$2,FALSE),\"\"),\"\")","v":""},{"$f":"IF($B41<>\"\",IF(VLOOKUP(Map_Elec_Fin[[#This Row],[Measure]],'Measure Descriptions'!$B$10:$H$46,AM$2,FALSE)<>\"\",VLOOKUP(Map_Elec_Fin[[#This Row],[Measure]],'Measure Descriptions'!$B$10:$H$46,AM$2,FALSE),\"\"),\"\")","v":""},{"$f":"IF($B41<>\"\",IF(VLOOKUP(Map_Elec_Fin[[#This Row],[Measure]],'Measure Descriptions'!$B$10:$H$46,AN$2,FALSE)<>\"\",VLOOKUP(Map_Elec_Fin[[#This Row],[Measure]],'Measure Descriptions'!$B$10:$H$46,AN$2,FALSE),\"\"),\"\")","v":""},{"$f":"IF($B41<>\"\",IF(VLOOKUP(Map_Elec_Fin[[#This Row],[Measure]],'Measure Descriptions'!$B$10:$H$46,AO$2,FALSE)<>\"\",VLOOKUP(Map_Elec_Fin[[#This Row],[Measure]],'Measure Descriptions'!$B$10:$H$46,AO$2,FALSE),\"\"),\"\")","v":""},{"$f":"IF($B41<>\"\",IF(INDIRECT(\"Measures!\"&AP$2&$B41)<>\"\",INDIRECT(\"Measures!\"&AP$2&$B41),\"\"),\"\")","v":""},null,null,null,null,null,null,null,null,null,null,null,"","",{"$f":"IF($BA41<>\"\",IF(INDIRECT(\"Measures!\"&BD$2&$BA41)<>\"\",INDIRECT(\"Measures!\"&BD$2&$BA41),\"\"),\"\")","v":""},{"$f":"IF($BA41<>\"\",IF(INDIRECT(\"Measures!\"&BE$2&$BA41)<>\"\",INDIRECT(\"Measures!\"&BE$2&$BA41),\"\"),\"\")","v":""},{"$f":"IF($BA41<>\"\",IF(INDIRECT(\"Measures!\"&BF$2&$BA41)<>\"\",INDIRECT(\"Measures!\"&BF$2&$BA41),\"\"),\"\")","v":""},{"$f":"IF($BA41<>\"\",IF(INDIRECT(\"Measures!\"&BG$2&$BA41)<>\"\",INDIRECT(\"Measures!\"&BG$2&$BA41),\"\"),\"\")","v":""},{"$f":"IF($BA41<>\"\",IF(INDIRECT(\"Measures!\"&BH$2&$BA41)<>\"\",INDIRECT(\"Measures!\"&BH$2&$BA41),\"\"),\"\")","v":""},{"$f":"IF($BA41<>\"\",IF(INDIRECT(\"Measures!\"&BI$2&$BA41)<>\"\",INDIRECT(\"Measures!\"&BI$2&$BA41),\"\"),\"\")","v":""},{"$f":"IF($BA41<>\"\",IF(INDIRECT(\"Measures!\"&BJ$2&$BA41)<>\"\",INDIRECT(\"Measures!\"&BJ$2&$BA41),\"\"),\"\")","v":""},{"$f":"IF($BA41<>\"\",IF(INDIRECT(\"Measures!\"&BK$2&$BA41)<>\"\",INDIRECT(\"Measures!\"&BK$2&$BA41),\"\"),\"\")","v":""},{"$f":"IF($BA41<>\"\",IF(INDIRECT(\"Measures!\"&BL$2&$BA41)<>\"\",INDIRECT(\"Measures!\"&BL$2&$BA41),\"\"),\"\")","v":""},{"$f":"IF($BA41<>\"\",IF(INDIRECT(\"Measures!\"&BM$2&$BA41)<>\"\",INDIRECT(\"Measures!\"&BM$2&$BA41),\"\"),\"\")","v":""},{"$f":"IF($BA41<>\"\",IF(INDIRECT(\"Measures!\"&BN$2&$BA41)<>\"\",INDIRECT(\"Measures!\"&BN$2&$BA41),\"\"),\"\")","v":""},{"$f":"IF($BA41<>\"\",IF(INDIRECT(\"Measures!\"&BO$2&$BA41)<>\"\",INDIRECT(\"Measures!\"&BO$2&$BA41),\"\"),\"\")","v":""},{"$f":"IF($BA41<>\"\",IF(INDIRECT(\"Measures!\"&BP$2&$BA41)<>\"\",INDIRECT(\"Measures!\"&BP$2&$BA41),\"\"),\"\")","v":""},{"$f":"IF($BA41<>\"\",IF(INDIRECT(\"Measures!\"&BQ$2&$BA41)<>\"\",INDIRECT(\"Measures!\"&BQ$2&$BA41),\"\"),\"\")","v":""},{"$f":"IF($BA41<>\"\",IF(INDIRECT(\"Measures!\"&BR$2&$BA41)<>\"\",INDIRECT(\"Measures!\"&BR$2&$BA41),\"\"),\"\")","v":""},{"$f":"IF($BA41<>\"\",IF(INDIRECT(\"Measures!\"&BS$2&$BA41)<>\"\",INDIRECT(\"Measures!\"&BS$2&$BA41),\"\"),\"\")","v":""},{"$f":"IF($BA41<>\"\",IF(INDIRECT(\"Measures!\"&BT$2&$BA41)<>\"\",INDIRECT(\"Measures!\"&BT$2&$BA41),\"\"),\"\")","v":""},{"$f":"IF($BA41<>\"\",IF(INDIRECT(\"Measures!\"&BU$2&$BA41)<>\"\",INDIRECT(\"Measures!\"&BU$2&$BA41),\"\"),\"\")","v":""},{"$f":"IF($BA41<>\"\",IF(INDIRECT(\"Measures!\"&BV$2&$BA41)<>\"\",INDIRECT(\"Measures!\"&BV$2&$BA41),\"\"),\"\")","v":""},{"$f":"IF($BA41<>\"\",IF(INDIRECT(\"Measures!\"&BW$2&$BA41)<>\"\",INDIRECT(\"Measures!\"&BW$2&$BA41),\"\"),\"\")","v":""},{"$f":"IF($BA41<>\"\",IF(INDIRECT(\"Measures!\"&BX$2&$BA41)<>\"\",INDIRECT(\"Measures!\"&BX$2&$BA41),\"\"),\"\")","v":""},{"$f":"IF($BA41<>\"\",IF(INDIRECT(\"Measures!\"&BY$2&$BA41)<>\"\",INDIRECT(\"Measures!\"&BY$2&$BA41),\"\"),\"\")","v":""},{"$f":"IF($BA41<>\"\",IF(INDIRECT(\"Measures!\"&BZ$2&$BA41)<>\"\",INDIRECT(\"Measures!\"&BZ$2&$BA41),\"\"),\"\")","v":""},{"$f":"IF($BA41<>\"\",IF(INDIRECT(\"Measures!\"&CA$2&$BA41)<>\"\",INDIRECT(\"Measures!\"&CA$2&$BA41),\"\"),\"\")","v":""},{"$f":"IF($BA41<>\"\",IF(INDIRECT(\"Measures!\"&CB$2&$BA41)<>\"\",INDIRECT(\"Measures!\"&CB$2&$BA41),\"\"),\"\")","v":""},{"$f":"IF($BA41<>\"\",IF(INDIRECT(\"Measures!\"&CC$2&$BA41)<>\"\",INDIRECT(\"Measures!\"&CC$2&$BA41),\"\"),\"\")","v":""},{"$f":"IF($BA41<>\"\",IF(INDIRECT(\"Measures!\"&CD$2&$BA41)<>\"\",INDIRECT(\"Measures!\"&CD$2&$BA41),\"\"),\"\")","v":""},{"$f":"IF($BA41<>\"\",IF(INDIRECT(\"Measures!\"&CE$2&$BA41)<>\"\",INDIRECT(\"Measures!\"&CE$2&$BA41),\"\"),\"\")","v":""},{"$f":"IF($BA41<>\"\",IF(INDIRECT(\"Measures!\"&CF$2&$BA41)<>\"\",INDIRECT(\"Measures!\"&CF$2&$BA41),\"\"),\"\")","v":""},{"$f":"IF($BA41<>\"\",IF(INDIRECT(\"Measures!\"&CG$2&$BA41)<>\"\",INDIRECT(\"Measures!\"&CG$2&$BA41),\"\"),\"\")","v":""},{"$f":"INDEX('Measure Descriptions'!$A$10:$A$46,MATCH(Map_Gas_Fin[[#This Row],[Measure]],'Measure Descriptions'!$B$10:$B$46,0))","v":""},{"$f":"IF($BA41<>\"\",IF(VLOOKUP(Map_Gas_Fin[[#This Row],[Measure]],'Measure Descriptions'!$B$10:$H$46,CI$2,FALSE)<>\"\",VLOOKUP(Map_Gas_Fin[[#This Row],[Measure]],'Measure Descriptions'!$B$10:$H$46,CI$2,FALSE),\"\"),\"\")","v":""},{"$f":"IF($BA41<>\"\",IF(VLOOKUP(Map_Gas_Fin[[#This Row],[Measure]],'Measure Descriptions'!$B$10:$H$46,CJ$2,FALSE)<>\"\",VLOOKUP(Map_Gas_Fin[[#This Row],[Measure]],'Measure Descriptions'!$B$10:$H$46,CJ$2,FALSE),\"\"),\"\")","v":""},{"$f":"IF($BA41<>\"\",IF(VLOOKUP(Map_Gas_Fin[[#This Row],[Measure]],'Measure Descriptions'!$B$10:$H$46,CK$2,FALSE)<>\"\",VLOOKUP(Map_Gas_Fin[[#This Row],[Measure]],'Measure Descriptions'!$B$10:$H$46,CK$2,FALSE),\"\"),\"\")","v":""},{"$f":"IF($BA41<>\"\",IF(VLOOKUP(Map_Gas_Fin[[#This Row],[Measure]],'Measure Descriptions'!$B$10:$H$46,CL$2,FALSE)<>\"\",VLOOKUP(Map_Gas_Fin[[#This Row],[Measure]],'Measure Descriptions'!$B$10:$H$46,CL$2,FALSE),\"\"),\"\")","v":""},{"$f":"IF($BA41<>\"\",IF(VLOOKUP(Map_Gas_Fin[[#This Row],[Measure]],'Measure Descriptions'!$B$10:$H$46,CM$2,FALSE)<>\"\",VLOOKUP(Map_Gas_Fin[[#This Row],[Measure]],'Measure Descriptions'!$B$10:$H$46,CM$2,FALSE),\"\"),\"\")","v":""},{"$f":"IF($BA41<>\"\",IF(VLOOKUP(Map_Gas_Fin[[#This Row],[Measure]],'Measure Descriptions'!$B$10:$H$46,CN$2,FALSE)<>\"\",VLOOKUP(Map_Gas_Fin[[#This Row],[Measure]],'Measure Descriptions'!$B$10:$H$46,CN$2,FALSE),\"\"),\"\")","v":""},{"$f":"IF($BA41<>\"\",IF(INDIRECT(\"Measures!\"&CO$2&$BA41)<>\"\",INDIRECT(\"Measures!\"&CO$2&$BA41),\"\"),\"\")","v":""}]
[null,null,"","",{"$f":"IF($B42<>\"\",IF(INDIRECT(\"Measures!\"&E$2&$B42)<>\"\",INDIRECT(\"Measures!\"&E$2&$B42),\"\"),\"\")","v":""},{"$f":"IF($B42<>\"\",IF(INDIRECT(\"Measures!\"&F$2&$B42)<>\"\",INDIRECT(\"Measures!\"&F$2&$B42),\"\"),\"\")","v":""},{"$f":"IF($B42<>\"\",IF(INDIRECT(\"Measures!\"&G$2&$B42)<>\"\",INDIRECT(\"Measures!\"&G$2&$B42),\"\"),\"\")","v":""},{"$f":"IF($B42<>\"\",IF(INDIRECT(\"Measures!\"&H$2&$B42)<>\"\",INDIRECT(\"Measures!\"&H$2&$B42),\"\"),\"\")","v":""},{"$f":"IF($B42<>\"\",IF(INDIRECT(\"Measures!\"&I$2&$B42)<>\"\",INDIRECT(\"Measures!\"&I$2&$B42),\"\"),\"\")","v":""},{"$f":"IF($B42<>\"\",IF(INDIRECT(\"Measures!\"&J$2&$B42)<>\"\",INDIRECT(\"Measures!\"&J$2&$B42),\"\"),\"\")","v":""},{"$f":"IF($B42<>\"\",IF(INDIRECT(\"Measures!\"&K$2&$B42)<>\"\",INDIRECT(\"Measures!\"&K$2&$B42),\"\"),\"\")","v":""},{"$f":"IF($B42<>\"\",IF(INDIRECT(\"Measures!\"&L$2&$B42)<>\"\",INDIRECT(\"Measures!\"&L$2&$B42),\"\"),\"\")","v":""},{"$f":"IF($B42<>\"\",IF(INDIRECT(\"Measures!\"&M$2&$B42)<>\"\",INDIRECT(\"Measures!\"&M$2&$B42),\"\"),\"\")","v":""},{"$f":"IF($B42<>\"\",IF(INDIRECT(\"Measures!\"&N$2&$B42)<>\"\",INDIRECT(\"Measures!\"&N$2&$B42),\"\"),\"\")","v":""},{"$f":"IF($B42<>\"\",IF(INDIRECT(\"Measures!\"&O$2&$B42)<>\"\",INDIRECT(\"Measures!\"&O$2&$B42),\"\"),\"\")","v":""},{"$f":"IF($B42<>\"\",IF(INDIRECT(\"Measures!\"&P$2&$B42)<>\"\",INDIRECT(\"Measures!\"&P$2&$B42),\"\"),\"\")","v":""},{"$f":"IF($B42<>\"\",IF(INDIRECT(\"Measures!\"&Q$2&$B42)<>\"\",INDIRECT(\"Measures!\"&Q$2&$B42),\"\"),\"\")","v":""},{"$f":"IF($B42<>\"\",IF(INDIRECT(\"Measures!\"&R$2&$B42)<>\"\",INDIRECT(\"Measures!\"&R$2&$B42),\"\"),\"\")","v":""},{"$f":"IF($B42<>\"\",IF(INDIRECT(\"Measures!\"&S$2&$B42)<>\"\",INDIRECT(\"Measures!\"&S$2&$B42),\"\"),\"\")","v":""},{"$f":"IF($B42<>\"\",IF(INDIRECT(\"Measures!\"&T$2&$B42)<>\"\",INDIRECT(\"Measures!\"&T$2&$B42),\"\"),\"\")","v":""},{"$f":"IF($B42<>\"\",IF(INDIRECT(\"Measures!\"&U$2&$B42)<>\"\",INDIRECT(\"Measures!\"&U$2&$B42),\"\"),\"\")","v":""},{"$f":"IF($B42<>\"\",IF(INDIRECT(\"Measures!\"&V$2&$B42)<>\"\",INDIRECT(\"Measures!\"&V$2&$B42),\"\"),\"\")","v":""},{"$f":"IF($B42<>\"\",IF(INDIRECT(\"Measures!\"&W$2&$B42)<>\"\",INDIRECT(\"Measures!\"&W$2&$B42),\"\"),\"\")","v":""},{"$f":"IF($B42<>\"\",IF(INDIRECT(\"Measures!\"&X$2&$B42)<>\"\",INDIRECT(\"Measures!\"&X$2&$B42),\"\"),\"\")","v":""},{"$f":"IF($B42<>\"\",IF(INDIRECT(\"Measures!\"&Y$2&$B42)<>\"\",INDIRECT(\"Measures!\"&Y$2&$B42),\"\"),\"\")","v":""},{"$f":"IF($B42<>\"\",IF(INDIRECT(\"Measures!\"&Z$2&$B42)<>\"\",INDIRECT(\"Measures!\"&Z$2&$B42),\"\"),\"\")","v":""},{"$f":"IF($B42<>\"\",IF(INDIRECT(\"Measures!\"&AA$2&$B42)<>\"\",INDIRECT(\"Measures!\"&AA$2&$B42),\"\"),\"\")","v":""},{"$f":"IF($B42<>\"\",IF(INDIRECT(\"Measures!\"&AB$2&$B42)<>\"\",INDIRECT(\"Measures!\"&AB$2&$B42),\"\"),\"\")","v":""},{"$f":"IF($B42<>\"\",IF(INDIRECT(\"Measures!\"&AC$2&$B42)<>\"\",INDIRECT(\"Measures!\"&AC$2&$B42),\"\"),\"\")","v":""},{"$f":"IF($B42<>\"\",IF(INDIRECT(\"Measures!\"&AD$2&$B42)<>\"\",INDIRECT(\"Measures!\"&AD$2&$B42),\"\"),\"\")","v":""},{"$f":"IF($B42<>\"\",IF(INDIRECT(\"Measures!\"&AE$2&$B42)<>\"\",INDIRECT(\"Measures!\"&AE$2&$B42),\"\"),\"\")","v":""},{"$f":"IF($B42<>\"\",IF(INDIRECT(\"Measures!\"&AF$2&$B42)<>\"\",INDIRECT(\"Measures!\"&AF$2&$B42),\"\"),\"\")","v":""},{"$f":"IF($B42<>\"\",IF(INDIRECT(\"Measures!\"&AG$2&$B42)<>\"\",INDIRECT(\"Measures!\"&AG$2&$B42),\"\"),\"\")","v":""},{"$f":"IF($B42<>\"\",IF(INDIRECT(\"Measures!\"&AH$2&$B42)<>\"\",INDIRECT(\"Measures!\"&AH$2&$B42),\"\"),\"\")","v":""},{"$f":"INDEX('Measure Descriptions'!$A$10:$A$46,MATCH(Map_Elec_Fin[[#This Row],[Measure]],'Measure Descriptions'!$B$10:$B$46,0))","v":""},{"$f":"IF($B42<>\"\",IF(VLOOKUP(Map_Elec_Fin[[#This Row],[Measure]],'Measure Descriptions'!$B$10:$H$46,AJ$2,FALSE)<>\"\",VLOOKUP(Map_Elec_Fin[[#This Row],[Measure]],'Measure Descriptions'!$B$10:$H$46,AJ$2,FALSE),\"\"),\"\")","v":""},{"$f":"IF($B42<>\"\",IF(VLOOKUP(Map_Elec_Fin[[#This Row],[Measure]],'Measure Descriptions'!$B$10:$H$46,AK$2,FALSE)<>\"\",VLOOKUP(Map_Elec_Fin[[#This Row],[Measure]],'Measure Descriptions'!$B$10:$H$46,AK$2,FALSE),\"\"),\"\")","v":""},{"$f":"IF($B42<>\"\",IF(VLOOKUP(Map_Elec_Fin[[#This Row],[Measure]],'Measure Descriptions'!$B$10:$H$46,AL$2,FALSE)<>\"\",VLOOKUP(Map_Elec_Fin[[#This Row],[Measure]],'Measure Descriptions'!$B$10:$H$46,AL$2,FALSE),\"\"),\"\")","v":""},{"$f":"IF($B42<>\"\",IF(VLOOKUP(Map_Elec_Fin[[#This Row],[Measure]],'Measure Descriptions'!$B$10:$H$46,AM$2,FALSE)<>\"\",VLOOKUP(Map_Elec_Fin[[#This Row],[Measure]],'Measure Descriptions'!$B$10:$H$46,AM$2,FALSE),\"\"),\"\")","v":""},{"$f":"IF($B42<>\"\",IF(VLOOKUP(Map_Elec_Fin[[#This Row],[Measure]],'Measure Descriptions'!$B$10:$H$46,AN$2,FALSE)<>\"\",VLOOKUP(Map_Elec_Fin[[#This Row],[Measure]],'Measure Descriptions'!$B$10:$H$46,AN$2,FALSE),\"\"),\"\")","v":""},{"$f":"IF($B42<>\"\",IF(VLOOKUP(Map_Elec_Fin[[#This Row],[Measure]],'Measure Descriptions'!$B$10:$H$46,AO$2,FALSE)<>\"\",VLOOKUP(Map_Elec_Fin[[#This Row],[Measure]],'Measure Descriptions'!$B$10:$H$46,AO$2,FALSE),\"\"),\"\")","v":""},{"$f":"IF($B42<>\"\",IF(INDIRECT(\"Measures!\"&AP$2&$B42)<>\"\",INDIRECT(\"Measures!\"&AP$2&$B42),\"\"),\"\")","v":""},null,null,null,null,null,null,null,null,null,null,null,"","",{"$f":"IF($BA42<>\"\",IF(INDIRECT(\"Measures!\"&BD$2&$BA42)<>\"\",INDIRECT(\"Measures!\"&BD$2&$BA42),\"\"),\"\")","v":""},{"$f":"IF($BA42<>\"\",IF(INDIRECT(\"Measures!\"&BE$2&$BA42)<>\"\",INDIRECT(\"Measures!\"&BE$2&$BA42),\"\"),\"\")","v":""},{"$f":"IF($BA42<>\"\",IF(INDIRECT(\"Measures!\"&BF$2&$BA42)<>\"\",INDIRECT(\"Measures!\"&BF$2&$BA42),\"\"),\"\")","v":""},{"$f":"IF($BA42<>\"\",IF(INDIRECT(\"Measures!\"&BG$2&$BA42)<>\"\",INDIRECT(\"Measures!\"&BG$2&$BA42),\"\"),\"\")","v":""},{"$f":"IF($BA42<>\"\",IF(INDIRECT(\"Measures!\"&BH$2&$BA42)<>\"\",INDIRECT(\"Measures!\"&BH$2&$BA42),\"\"),\"\")","v":""},{"$f":"IF($BA42<>\"\",IF(INDIRECT(\"Measures!\"&BI$2&$BA42)<>\"\",INDIRECT(\"Measures!\"&BI$2&$BA42),\"\"),\"\")","v":""},{"$f":"IF($BA42<>\"\",IF(INDIRECT(\"Measures!\"&BJ$2&$BA42)<>\"\",INDIRECT(\"Measures!\"&BJ$2&$BA42),\"\"),\"\")","v":""},{"$f":"IF($BA42<>\"\",IF(INDIRECT(\"Measures!\"&BK$2&$BA42)<>\"\",INDIRECT(\"Measures!\"&BK$2&$BA42),\"\"),\"\")","v":""},{"$f":"IF($BA42<>\"\",IF(INDIRECT(\"Measures!\"&BL$2&$BA42)<>\"\",INDIRECT(\"Measures!\"&BL$2&$BA42),\"\"),\"\")","v":""},{"$f":"IF($BA42<>\"\",IF(INDIRECT(\"Measures!\"&BM$2&$BA42)<>\"\",INDIRECT(\"Measures!\"&BM$2&$BA42),\"\"),\"\")","v":""},{"$f":"IF($BA42<>\"\",IF(INDIRECT(\"Measures!\"&BN$2&$BA42)<>\"\",INDIRECT(\"Measures!\"&BN$2&$BA42),\"\"),\"\")","v":""},{"$f":"IF($BA42<>\"\",IF(INDIRECT(\"Measures!\"&BO$2&$BA42)<>\"\",INDIRECT(\"Measures!\"&BO$2&$BA42),\"\"),\"\")","v":""},{"$f":"IF($BA42<>\"\",IF(INDIRECT(\"Measures!\"&BP$2&$BA42)<>\"\",INDIRECT(\"Measures!\"&BP$2&$BA42),\"\"),\"\")","v":""},{"$f":"IF($BA42<>\"\",IF(INDIRECT(\"Measures!\"&BQ$2&$BA42)<>\"\",INDIRECT(\"Measures!\"&BQ$2&$BA42),\"\"),\"\")","v":""},{"$f":"IF($BA42<>\"\",IF(INDIRECT(\"Measures!\"&BR$2&$BA42)<>\"\",INDIRECT(\"Measures!\"&BR$2&$BA42),\"\"),\"\")","v":""},{"$f":"IF($BA42<>\"\",IF(INDIRECT(\"Measures!\"&BS$2&$BA42)<>\"\",INDIRECT(\"Measures!\"&BS$2&$BA42),\"\"),\"\")","v":""},{"$f":"IF($BA42<>\"\",IF(INDIRECT(\"Measures!\"&BT$2&$BA42)<>\"\",INDIRECT(\"Measures!\"&BT$2&$BA42),\"\"),\"\")","v":""},{"$f":"IF($BA42<>\"\",IF(INDIRECT(\"Measures!\"&BU$2&$BA42)<>\"\",INDIRECT(\"Measures!\"&BU$2&$BA42),\"\"),\"\")","v":""},{"$f":"IF($BA42<>\"\",IF(INDIRECT(\"Measures!\"&BV$2&$BA42)<>\"\",INDIRECT(\"Measures!\"&BV$2&$BA42),\"\"),\"\")","v":""},{"$f":"IF($BA42<>\"\",IF(INDIRECT(\"Measures!\"&BW$2&$BA42)<>\"\",INDIRECT(\"Measures!\"&BW$2&$BA42),\"\"),\"\")","v":""},{"$f":"IF($BA42<>\"\",IF(INDIRECT(\"Measures!\"&BX$2&$BA42)<>\"\",INDIRECT(\"Measures!\"&BX$2&$BA42),\"\"),\"\")","v":""},{"$f":"IF($BA42<>\"\",IF(INDIRECT(\"Measures!\"&BY$2&$BA42)<>\"\",INDIRECT(\"Measures!\"&BY$2&$BA42),\"\"),\"\")","v":""},{"$f":"IF($BA42<>\"\",IF(INDIRECT(\"Measures!\"&BZ$2&$BA42)<>\"\",INDIRECT(\"Measures!\"&BZ$2&$BA42),\"\"),\"\")","v":""},{"$f":"IF($BA42<>\"\",IF(INDIRECT(\"Measures!\"&CA$2&$BA42)<>\"\",INDIRECT(\"Measures!\"&CA$2&$BA42),\"\"),\"\")","v":""},{"$f":"IF($BA42<>\"\",IF(INDIRECT(\"Measures!\"&CB$2&$BA42)<>\"\",INDIRECT(\"Measures!\"&CB$2&$BA42),\"\"),\"\")","v":""},{"$f":"IF($BA42<>\"\",IF(INDIRECT(\"Measures!\"&CC$2&$BA42)<>\"\",INDIRECT(\"Measures!\"&CC$2&$BA42),\"\"),\"\")","v":""},{"$f":"IF($BA42<>\"\",IF(INDIRECT(\"Measures!\"&CD$2&$BA42)<>\"\",INDIRECT(\"Measures!\"&CD$2&$BA42),\"\"),\"\")","v":""},{"$f":"IF($BA42<>\"\",IF(INDIRECT(\"Measures!\"&CE$2&$BA42)<>\"\",INDIRECT(\"Measures!\"&CE$2&$BA42),\"\"),\"\")","v":""},{"$f":"IF($BA42<>\"\",IF(INDIRECT(\"Measures!\"&CF$2&$BA42)<>\"\",INDIRECT(\"Measures!\"&CF$2&$BA42),\"\"),\"\")","v":""},{"$f":"IF($BA42<>\"\",IF(INDIRECT(\"Measures!\"&CG$2&$BA42)<>\"\",INDIRECT(\"Measures!\"&CG$2&$BA42),\"\"),\"\")","v":""},{"$f":"INDEX('Measure Descriptions'!$A$10:$A$46,MATCH(Map_Gas_Fin[[#This Row],[Measure]],'Measure Descriptions'!$B$10:$B$46,0))","v":""},{"$f":"IF($BA42<>\"\",IF(VLOOKUP(Map_Gas_Fin[[#This Row],[Measure]],'Measure Descriptions'!$B$10:$H$46,CI$2,FALSE)<>\"\",VLOOKUP(Map_Gas_Fin[[#This Row],[Measure]],'Measure Descriptions'!$B$10:$H$46,CI$2,FALSE),\"\"),\"\")","v":""},{"$f":"IF($BA42<>\"\",IF(VLOOKUP(Map_Gas_Fin[[#This Row],[Measure]],'Measure Descriptions'!$B$10:$H$46,CJ$2,FALSE)<>\"\",VLOOKUP(Map_Gas_Fin[[#This Row],[Measure]],'Measure Descriptions'!$B$10:$H$46,CJ$2,FALSE),\"\"),\"\")","v":""},{"$f":"IF($BA42<>\"\",IF(VLOOKUP(Map_Gas_Fin[[#This Row],[Measure]],'Measure Descriptions'!$B$10:$H$46,CK$2,FALSE)<>\"\",VLOOKUP(Map_Gas_Fin[[#This Row],[Measure]],'Measure Descriptions'!$B$10:$H$46,CK$2,FALSE),\"\"),\"\")","v":""},{"$f":"IF($BA42<>\"\",IF(VLOOKUP(Map_Gas_Fin[[#This Row],[Measure]],'Measure Descriptions'!$B$10:$H$46,CL$2,FALSE)<>\"\",VLOOKUP(Map_Gas_Fin[[#This Row],[Measure]],'Measure Descriptions'!$B$10:$H$46,CL$2,FALSE),\"\"),\"\")","v":""},{"$f":"IF($BA42<>\"\",IF(VLOOKUP(Map_Gas_Fin[[#This Row],[Measure]],'Measure Descriptions'!$B$10:$H$46,CM$2,FALSE)<>\"\",VLOOKUP(Map_Gas_Fin[[#This Row],[Measure]],'Measure Descriptions'!$B$10:$H$46,CM$2,FALSE),\"\"),\"\")","v":""},{"$f":"IF($BA42<>\"\",IF(VLOOKUP(Map_Gas_Fin[[#This Row],[Measure]],'Measure Descriptions'!$B$10:$H$46,CN$2,FALSE)<>\"\",VLOOKUP(Map_Gas_Fin[[#This Row],[Measure]],'Measure Descriptions'!$B$10:$H$46,CN$2,FALSE),\"\"),\"\")","v":""},{"$f":"IF($BA42<>\"\",IF(INDIRECT(\"Measures!\"&CO$2&$BA42)<>\"\",INDIRECT(\"Measures!\"&CO$2&$BA42),\"\"),\"\")","v":""}]
[null,null,"","",{"$f":"IF($B43<>\"\",IF(INDIRECT(\"Measures!\"&E$2&$B43)<>\"\",INDIRECT(\"Measures!\"&E$2&$B43),\"\"),\"\")","v":""},{"$f":"IF($B43<>\"\",IF(INDIRECT(\"Measures!\"&F$2&$B43)<>\"\",INDIRECT(\"Measures!\"&F$2&$B43),\"\"),\"\")","v":""},{"$f":"IF($B43<>\"\",IF(INDIRECT(\"Measures!\"&G$2&$B43)<>\"\",INDIRECT(\"Measures!\"&G$2&$B43),\"\"),\"\")","v":""},{"$f":"IF($B43<>\"\",IF(INDIRECT(\"Measures!\"&H$2&$B43)<>\"\",INDIRECT(\"Measures!\"&H$2&$B43),\"\"),\"\")","v":""},{"$f":"IF($B43<>\"\",IF(INDIRECT(\"Measures!\"&I$2&$B43)<>\"\",INDIRECT(\"Measures!\"&I$2&$B43),\"\"),\"\")","v":""},{"$f":"IF($B43<>\"\",IF(INDIRECT(\"Measures!\"&J$2&$B43)<>\"\",INDIRECT(\"Measures!\"&J$2&$B43),\"\"),\"\")","v":""},{"$f":"IF($B43<>\"\",IF(INDIRECT(\"Measures!\"&K$2&$B43)<>\"\",INDIRECT(\"Measures!\"&K$2&$B43),\"\"),\"\")","v":""},{"$f":"IF($B43<>\"\",IF(INDIRECT(\"Measures!\"&L$2&$B43)<>\"\",INDIRECT(\"Measures!\"&L$2&$B43),\"\"),\"\")","v":""},{"$f":"IF($B43<>\"\",IF(INDIRECT(\"Measures!\"&M$2&$B43)<>\"\",INDIRECT(\"Measures!\"&M$2&$B43),\"\"),\"\")","v":""},{"$f":"IF($B43<>\"\",IF(INDIRECT(\"Measures!\"&N$2&$B43)<>\"\",INDIRECT(\"Measures!\"&N$2&$B43),\"\"),\"\")","v":""},{"$f":"IF($B43<>\"\",IF(INDIRECT(\"Measures!\"&O$2&$B43)<>\"\",INDIRECT(\"Measures!\"&O$2&$B43),\"\"),\"\")","v":""},{"$f":"IF($B43<>\"\",IF(INDIRECT(\"Measures!\"&P$2&$B43)<>\"\",INDIRECT(\"Measures!\"&P$2&$B43),\"\"),\"\")","v":""},{"$f":"IF($B43<>\"\",IF(INDIRECT(\"Measures!\"&Q$2&$B43)<>\"\",INDIRECT(\"Measures!\"&Q$2&$B43),\"\"),\"\")","v":""},{"$f":"IF($B43<>\"\",IF(INDIRECT(\"Measures!\"&R$2&$B43)<>\"\",INDIRECT(\"Measures!\"&R$2&$B43),\"\"),\"\")","v":""},{"$f":"IF($B43<>\"\",IF(INDIRECT(\"Measures!\"&S$2&$B43)<>\"\",INDIRECT(\"Measures!\"&S$2&$B43),\"\"),\"\")","v":""},{"$f":"IF($B43<>\"\",IF(INDIRECT(\"Measures!\"&T$2&$B43)<>\"\",INDIRECT(\"Measures!\"&T$2&$B43),\"\"),\"\")","v":""},{"$f":"IF($B43<>\"\",IF(INDIRECT(\"Measures!\"&U$2&$B43)<>\"\",INDIRECT(\"Measures!\"&U$2&$B43),\"\"),\"\")","v":""},{"$f":"IF($B43<>\"\",IF(INDIRECT(\"Measures!\"&V$2&$B43)<>\"\",INDIRECT(\"Measures!\"&V$2&$B43),\"\"),\"\")","v":""},{"$f":"IF($B43<>\"\",IF(INDIRECT(\"Measures!\"&W$2&$B43)<>\"\",INDIRECT(\"Measures!\"&W$2&$B43),\"\"),\"\")","v":""},{"$f":"IF($B43<>\"\",IF(INDIRECT(\"Measures!\"&X$2&$B43)<>\"\",INDIRECT(\"Measures!\"&X$2&$B43),\"\"),\"\")","v":""},{"$f":"IF($B43<>\"\",IF(INDIRECT(\"Measures!\"&Y$2&$B43)<>\"\",INDIRECT(\"Measures!\"&Y$2&$B43),\"\"),\"\")","v":""},{"$f":"IF($B43<>\"\",IF(INDIRECT(\"Measures!\"&Z$2&$B43)<>\"\",INDIRECT(\"Measures!\"&Z$2&$B43),\"\"),\"\")","v":""},{"$f":"IF($B43<>\"\",IF(INDIRECT(\"Measures!\"&AA$2&$B43)<>\"\",INDIRECT(\"Measures!\"&AA$2&$B43),\"\"),\"\")","v":""},{"$f":"IF($B43<>\"\",IF(INDIRECT(\"Measures!\"&AB$2&$B43)<>\"\",INDIRECT(\"Measures!\"&AB$2&$B43),\"\"),\"\")","v":""},{"$f":"IF($B43<>\"\",IF(INDIRECT(\"Measures!\"&AC$2&$B43)<>\"\",INDIRECT(\"Measures!\"&AC$2&$B43),\"\"),\"\")","v":""},{"$f":"IF($B43<>\"\",IF(INDIRECT(\"Measures!\"&AD$2&$B43)<>\"\",INDIRECT(\"Measures!\"&AD$2&$B43),\"\"),\"\")","v":""},{"$f":"IF($B43<>\"\",IF(INDIRECT(\"Measures!\"&AE$2&$B43)<>\"\",INDIRECT(\"Measures!\"&AE$2&$B43),\"\"),\"\")","v":""},{"$f":"IF($B43<>\"\",IF(INDIRECT(\"Measures!\"&AF$2&$B43)<>\"\",INDIRECT(\"Measures!\"&AF$2&$B43),\"\"),\"\")","v":""},{"$f":"IF($B43<>\"\",IF(INDIRECT(\"Measures!\"&AG$2&$B43)<>\"\",INDIRECT(\"Measures!\"&AG$2&$B43),\"\"),\"\")","v":""},{"$f":"IF($B43<>\"\",IF(INDIRECT(\"Measures!\"&AH$2&$B43)<>\"\",INDIRECT(\"Measures!\"&AH$2&$B43),\"\"),\"\")","v":""},{"$f":"INDEX('Measure Descriptions'!$A$10:$A$46,MATCH(Map_Elec_Fin[[#This Row],[Measure]],'Measure Descriptions'!$B$10:$B$46,0))","v":""},{"$f":"IF($B43<>\"\",IF(VLOOKUP(Map_Elec_Fin[[#This Row],[Measure]],'Measure Descriptions'!$B$10:$H$46,AJ$2,FALSE)<>\"\",VLOOKUP(Map_Elec_Fin[[#This Row],[Measure]],'Measure Descriptions'!$B$10:$H$46,AJ$2,FALSE),\"\"),\"\")","v":""},{"$f":"IF($B43<>\"\",IF(VLOOKUP(Map_Elec_Fin[[#This Row],[Measure]],'Measure Descriptions'!$B$10:$H$46,AK$2,FALSE)<>\"\",VLOOKUP(Map_Elec_Fin[[#This Row],[Measure]],'Measure Descriptions'!$B$10:$H$46,AK$2,FALSE),\"\"),\"\")","v":""},{"$f":"IF($B43<>\"\",IF(VLOOKUP(Map_Elec_Fin[[#This Row],[Measure]],'Measure Descriptions'!$B$10:$H$46,AL$2,FALSE)<>\"\",VLOOKUP(Map_Elec_Fin[[#This Row],[Measure]],'Measure Descriptions'!$B$10:$H$46,AL$2,FALSE),\"\"),\"\")","v":""},{"$f":"IF($B43<>\"\",IF(VLOOKUP(Map_Elec_Fin[[#This Row],[Measure]],'Measure Descriptions'!$B$10:$H$46,AM$2,FALSE)<>\"\",VLOOKUP(Map_Elec_Fin[[#This Row],[Measure]],'Measure Descriptions'!$B$10:$H$46,AM$2,FALSE),\"\"),\"\")","v":""},{"$f":"IF($B43<>\"\",IF(VLOOKUP(Map_Elec_Fin[[#This Row],[Measure]],'Measure Descriptions'!$B$10:$H$46,AN$2,FALSE)<>\"\",VLOOKUP(Map_Elec_Fin[[#This Row],[Measure]],'Measure Descriptions'!$B$10:$H$46,AN$2,FALSE),\"\"),\"\")","v":""},{"$f":"IF($B43<>\"\",IF(VLOOKUP(Map_Elec_Fin[[#This Row],[Measure]],'Measure Descriptions'!$B$10:$H$46,AO$2,FALSE)<>\"\",VLOOKUP(Map_Elec_Fin[[#This Row],[Measure]],'Measure Descriptions'!$B$10:$H$46,AO$2,FALSE),\"\"),\"\")","v":""},{"$f":"IF($B43<>\"\",IF(INDIRECT(\"Measures!\"&AP$2&$B43)<>\"\",INDIRECT(\"Measures!\"&AP$2&$B43),\"\"),\"\")","v":""},null,null,null,null,null,null,null,null,null,null,null,"","",{"$f":"IF($BA43<>\"\",IF(INDIRECT(\"Measures!\"&BD$2&$BA43)<>\"\",INDIRECT(\"Measures!\"&BD$2&$BA43),\"\"),\"\")","v":""},{"$f":"IF($BA43<>\"\",IF(INDIRECT(\"Measures!\"&BE$2&$BA43)<>\"\",INDIRECT(\"Measures!\"&BE$2&$BA43),\"\"),\"\")","v":""},{"$f":"IF($BA43<>\"\",IF(INDIRECT(\"Measures!\"&BF$2&$BA43)<>\"\",INDIRECT(\"Measures!\"&BF$2&$BA43),\"\"),\"\")","v":""},{"$f":"IF($BA43<>\"\",IF(INDIRECT(\"Measures!\"&BG$2&$BA43)<>\"\",INDIRECT(\"Measures!\"&BG$2&$BA43),\"\"),\"\")","v":""},{"$f":"IF($BA43<>\"\",IF(INDIRECT(\"Measures!\"&BH$2&$BA43)<>\"\",INDIRECT(\"Measures!\"&BH$2&$BA43),\"\"),\"\")","v":""},{"$f":"IF($BA43<>\"\",IF(INDIRECT(\"Measures!\"&BI$2&$BA43)<>\"\",INDIRECT(\"Measures!\"&BI$2&$BA43),\"\"),\"\")","v":""},{"$f":"IF($BA43<>\"\",IF(INDIRECT(\"Measures!\"&BJ$2&$BA43)<>\"\",INDIRECT(\"Measures!\"&BJ$2&$BA43),\"\"),\"\")","v":""},{"$f":"IF($BA43<>\"\",IF(INDIRECT(\"Measures!\"&BK$2&$BA43)<>\"\",INDIRECT(\"Measures!\"&BK$2&$BA43),\"\"),\"\")","v":""},{"$f":"IF($BA43<>\"\",IF(INDIRECT(\"Measures!\"&BL$2&$BA43)<>\"\",INDIRECT(\"Measures!\"&BL$2&$BA43),\"\"),\"\")","v":""},{"$f":"IF($BA43<>\"\",IF(INDIRECT(\"Measures!\"&BM$2&$BA43)<>\"\",INDIRECT(\"Measures!\"&BM$2&$BA43),\"\"),\"\")","v":""},{"$f":"IF($BA43<>\"\",IF(INDIRECT(\"Measures!\"&BN$2&$BA43)<>\"\",INDIRECT(\"Measures!\"&BN$2&$BA43),\"\"),\"\")","v":""},{"$f":"IF($BA43<>\"\",IF(INDIRECT(\"Measures!\"&BO$2&$BA43)<>\"\",INDIRECT(\"Measures!\"&BO$2&$BA43),\"\"),\"\")","v":""},{"$f":"IF($BA43<>\"\",IF(INDIRECT(\"Measures!\"&BP$2&$BA43)<>\"\",INDIRECT(\"Measures!\"&BP$2&$BA43),\"\"),\"\")","v":""},{"$f":"IF($BA43<>\"\",IF(INDIRECT(\"Measures!\"&BQ$2&$BA43)<>\"\",INDIRECT(\"Measures!\"&BQ$2&$BA43),\"\"),\"\")","v":""},{"$f":"IF($BA43<>\"\",IF(INDIRECT(\"Measures!\"&BR$2&$BA43)<>\"\",INDIRECT(\"Measures!\"&BR$2&$BA43),\"\"),\"\")","v":""},{"$f":"IF($BA43<>\"\",IF(INDIRECT(\"Measures!\"&BS$2&$BA43)<>\"\",INDIRECT(\"Measures!\"&BS$2&$BA43),\"\"),\"\")","v":""},{"$f":"IF($BA43<>\"\",IF(INDIRECT(\"Measures!\"&BT$2&$BA43)<>\"\",INDIRECT(\"Measures!\"&BT$2&$BA43),\"\"),\"\")","v":""},{"$f":"IF($BA43<>\"\",IF(INDIRECT(\"Measures!\"&BU$2&$BA43)<>\"\",INDIRECT(\"Measures!\"&BU$2&$BA43),\"\"),\"\")","v":""},{"$f":"IF($BA43<>\"\",IF(INDIRECT(\"Measures!\"&BV$2&$BA43)<>\"\",INDIRECT(\"Measures!\"&BV$2&$BA43),\"\"),\"\")","v":""},{"$f":"IF($BA43<>\"\",IF(INDIRECT(\"Measures!\"&BW$2&$BA43)<>\"\",INDIRECT(\"Measures!\"&BW$2&$BA43),\"\"),\"\")","v":""},{"$f":"IF($BA43<>\"\",IF(INDIRECT(\"Measures!\"&BX$2&$BA43)<>\"\",INDIRECT(\"Measures!\"&BX$2&$BA43),\"\"),\"\")","v":""},{"$f":"IF($BA43<>\"\",IF(INDIRECT(\"Measures!\"&BY$2&$BA43)<>\"\",INDIRECT(\"Measures!\"&BY$2&$BA43),\"\"),\"\")","v":""},{"$f":"IF($BA43<>\"\",IF(INDIRECT(\"Measures!\"&BZ$2&$BA43)<>\"\",INDIRECT(\"Measures!\"&BZ$2&$BA43),\"\"),\"\")","v":""},{"$f":"IF($BA43<>\"\",IF(INDIRECT(\"Measures!\"&CA$2&$BA43)<>\"\",INDIRECT(\"Measures!\"&CA$2&$BA43),\"\"),\"\")","v":""},{"$f":"IF($BA43<>\"\",IF(INDIRECT(\"Measures!\"&CB$2&$BA43)<>\"\",INDIRECT(\"Measures!\"&CB$2&$BA43),\"\"),\"\")","v":""},{"$f":"IF($BA43<>\"\",IF(INDIRECT(\"Measures!\"&CC$2&$BA43)<>\"\",INDIRECT(\"Measures!\"&CC$2&$BA43),\"\"),\"\")","v":""},{"$f":"IF($BA43<>\"\",IF(INDIRECT(\"Measures!\"&CD$2&$BA43)<>\"\",INDIRECT(\"Measures!\"&CD$2&$BA43),\"\"),\"\")","v":""},{"$f":"IF($BA43<>\"\",IF(INDIRECT(\"Measures!\"&CE$2&$BA43)<>\"\",INDIRECT(\"Measures!\"&CE$2&$BA43),\"\"),\"\")","v":""},{"$f":"IF($BA43<>\"\",IF(INDIRECT(\"Measures!\"&CF$2&$BA43)<>\"\",INDIRECT(\"Measures!\"&CF$2&$BA43),\"\"),\"\")","v":""},{"$f":"IF($BA43<>\"\",IF(INDIRECT(\"Measures!\"&CG$2&$BA43)<>\"\",INDIRECT(\"Measures!\"&CG$2&$BA43),\"\"),\"\")","v":""},{"$f":"INDEX('Measure Descriptions'!$A$10:$A$46,MATCH(Map_Gas_Fin[[#This Row],[Measure]],'Measure Descriptions'!$B$10:$B$46,0))","v":""},{"$f":"IF($BA43<>\"\",IF(VLOOKUP(Map_Gas_Fin[[#This Row],[Measure]],'Measure Descriptions'!$B$10:$H$46,CI$2,FALSE)<>\"\",VLOOKUP(Map_Gas_Fin[[#This Row],[Measure]],'Measure Descriptions'!$B$10:$H$46,CI$2,FALSE),\"\"),\"\")","v":""},{"$f":"IF($BA43<>\"\",IF(VLOOKUP(Map_Gas_Fin[[#This Row],[Measure]],'Measure Descriptions'!$B$10:$H$46,CJ$2,FALSE)<>\"\",VLOOKUP(Map_Gas_Fin[[#This Row],[Measure]],'Measure Descriptions'!$B$10:$H$46,CJ$2,FALSE),\"\"),\"\")","v":""},{"$f":"IF($BA43<>\"\",IF(VLOOKUP(Map_Gas_Fin[[#This Row],[Measure]],'Measure Descriptions'!$B$10:$H$46,CK$2,FALSE)<>\"\",VLOOKUP(Map_Gas_Fin[[#This Row],[Measure]],'Measure Descriptions'!$B$10:$H$46,CK$2,FALSE),\"\"),\"\")","v":""},{"$f":"IF($BA43<>\"\",IF(VLOOKUP(Map_Gas_Fin[[#This Row],[Measure]],'Measure Descriptions'!$B$10:$H$46,CL$2,FALSE)<>\"\",VLOOKUP(Map_Gas_Fin[[#This Row],[Measure]],'Measure Descriptions'!$B$10:$H$46,CL$2,FALSE),\"\"),\"\")","v":""},{"$f":"IF($BA43<>\"\",IF(VLOOKUP(Map_Gas_Fin[[#This Row],[Measure]],'Measure Descriptions'!$B$10:$H$46,CM$2,FALSE)<>\"\",VLOOKUP(Map_Gas_Fin[[#This Row],[Measure]],'Measure Descriptions'!$B$10:$H$46,CM$2,FALSE),\"\"),\"\")","v":""},{"$f":"IF($BA43<>\"\",IF(VLOOKUP(Map_Gas_Fin[[#This Row],[Measure]],'Measure Descriptions'!$B$10:$H$46,CN$2,FALSE)<>\"\",VLOOKUP(Map_Gas_Fin[[#This Row],[Measure]],'Measure Descriptions'!$B$10:$H$46,CN$2,FALSE),\"\"),\"\")","v":""},{"$f":"IF($BA43<>\"\",IF(INDIRECT(\"Measures!\"&CO$2&$BA43)<>\"\",INDIRECT(\"Measures!\"&CO$2&$BA43),\"\"),\"\")","v":""}]
[null,null,"","",{"$f":"IF($B44<>\"\",IF(INDIRECT(\"Measures!\"&E$2&$B44)<>\"\",INDIRECT(\"Measures!\"&E$2&$B44),\"\"),\"\")","v":""},{"$f":"IF($B44<>\"\",IF(INDIRECT(\"Measures!\"&F$2&$B44)<>\"\",INDIRECT(\"Measures!\"&F$2&$B44),\"\"),\"\")","v":""},{"$f":"IF($B44<>\"\",IF(INDIRECT(\"Measures!\"&G$2&$B44)<>\"\",INDIRECT(\"Measures!\"&G$2&$B44),\"\"),\"\")","v":""},{"$f":"IF($B44<>\"\",IF(INDIRECT(\"Measures!\"&H$2&$B44)<>\"\",INDIRECT(\"Measures!\"&H$2&$B44),\"\"),\"\")","v":""},{"$f":"IF($B44<>\"\",IF(INDIRECT(\"Measures!\"&I$2&$B44)<>\"\",INDIRECT(\"Measures!\"&I$2&$B44),\"\"),\"\")","v":""},{"$f":"IF($B44<>\"\",IF(INDIRECT(\"Measures!\"&J$2&$B44)<>\"\",INDIRECT(\"Measures!\"&J$2&$B44),\"\"),\"\")","v":""},{"$f":"IF($B44<>\"\",IF(INDIRECT(\"Measures!\"&K$2&$B44)<>\"\",INDIRECT(\"Measures!\"&K$2&$B44),\"\"),\"\")","v":""},{"$f":"IF($B44<>\"\",IF(INDIRECT(\"Measures!\"&L$2&$B44)<>\"\",INDIRECT(\"Measures!\"&L$2&$B44),\"\"),\"\")","v":""},{"$f":"IF($B44<>\"\",IF(INDIRECT(\"Measures!\"&M$2&$B44)<>\"\",INDIRECT(\"Measures!\"&M$2&$B44),\"\"),\"\")","v":""},{"$f":"IF($B44<>\"\",IF(INDIRECT(\"Measures!\"&N$2&$B44)<>\"\",INDIRECT(\"Measures!\"&N$2&$B44),\"\"),\"\")","v":""},{"$f":"IF($B44<>\"\",IF(INDIRECT(\"Measures!\"&O$2&$B44)<>\"\",INDIRECT(\"Measures!\"&O$2&$B44),\"\"),\"\")","v":""},{"$f":"IF($B44<>\"\",IF(INDIRECT(\"Measures!\"&P$2&$B44)<>\"\",INDIRECT(\"Measures!\"&P$2&$B44),\"\"),\"\")","v":""},{"$f":"IF($B44<>\"\",IF(INDIRECT(\"Measures!\"&Q$2&$B44)<>\"\",INDIRECT(\"Measures!\"&Q$2&$B44),\"\"),\"\")","v":""},{"$f":"IF($B44<>\"\",IF(INDIRECT(\"Measures!\"&R$2&$B44)<>\"\",INDIRECT(\"Measures!\"&R$2&$B44),\"\"),\"\")","v":""},{"$f":"IF($B44<>\"\",IF(INDIRECT(\"Measures!\"&S$2&$B44)<>\"\",INDIRECT(\"Measures!\"&S$2&$B44),\"\"),\"\")","v":""},{"$f":"IF($B44<>\"\",IF(INDIRECT(\"Measures!\"&T$2&$B44)<>\"\",INDIRECT(\"Measures!\"&T$2&$B44),\"\"),\"\")","v":""},{"$f":"IF($B44<>\"\",IF(INDIRECT(\"Measures!\"&U$2&$B44)<>\"\",INDIRECT(\"Measures!\"&U$2&$B44),\"\"),\"\")","v":""},{"$f":"IF($B44<>\"\",IF(INDIRECT(\"Measures!\"&V$2&$B44)<>\"\",INDIRECT(\"Measures!\"&V$2&$B44),\"\"),\"\")","v":""},{"$f":"IF($B44<>\"\",IF(INDIRECT(\"Measures!\"&W$2&$B44)<>\"\",INDIRECT(\"Measures!\"&W$2&$B44),\"\"),\"\")","v":""},{"$f":"IF($B44<>\"\",IF(INDIRECT(\"Measures!\"&X$2&$B44)<>\"\",INDIRECT(\"Measures!\"&X$2&$B44),\"\"),\"\")","v":""},{"$f":"IF($B44<>\"\",IF(INDIRECT(\"Measures!\"&Y$2&$B44)<>\"\",INDIRECT(\"Measures!\"&Y$2&$B44),\"\"),\"\")","v":""},{"$f":"IF($B44<>\"\",IF(INDIRECT(\"Measures!\"&Z$2&$B44)<>\"\",INDIRECT(\"Measures!\"&Z$2&$B44),\"\"),\"\")","v":""},{"$f":"IF($B44<>\"\",IF(INDIRECT(\"Measures!\"&AA$2&$B44)<>\"\",INDIRECT(\"Measures!\"&AA$2&$B44),\"\"),\"\")","v":""},{"$f":"IF($B44<>\"\",IF(INDIRECT(\"Measures!\"&AB$2&$B44)<>\"\",INDIRECT(\"Measures!\"&AB$2&$B44),\"\"),\"\")","v":""},{"$f":"IF($B44<>\"\",IF(INDIRECT(\"Measures!\"&AC$2&$B44)<>\"\",INDIRECT(\"Measures!\"&AC$2&$B44),\"\"),\"\")","v":""},{"$f":"IF($B44<>\"\",IF(INDIRECT(\"Measures!\"&AD$2&$B44)<>\"\",INDIRECT(\"Measures!\"&AD$2&$B44),\"\"),\"\")","v":""},{"$f":"IF($B44<>\"\",IF(INDIRECT(\"Measures!\"&AE$2&$B44)<>\"\",INDIRECT(\"Measures!\"&AE$2&$B44),\"\"),\"\")","v":""},{"$f":"IF($B44<>\"\",IF(INDIRECT(\"Measures!\"&AF$2&$B44)<>\"\",INDIRECT(\"Measures!\"&AF$2&$B44),\"\"),\"\")","v":""},{"$f":"IF($B44<>\"\",IF(INDIRECT(\"Measures!\"&AG$2&$B44)<>\"\",INDIRECT(\"Measures!\"&AG$2&$B44),\"\"),\"\")","v":""},{"$f":"IF($B44<>\"\",IF(INDIRECT(\"Measures!\"&AH$2&$B44)<>\"\",INDIRECT(\"Measures!\"&AH$2&$B44),\"\"),\"\")","v":""},{"$f":"INDEX('Measure Descriptions'!$A$10:$A$46,MATCH(Map_Elec_Fin[[#This Row],[Measure]],'Measure Descriptions'!$B$10:$B$46,0))","v":""},{"$f":"IF($B44<>\"\",IF(VLOOKUP(Map_Elec_Fin[[#This Row],[Measure]],'Measure Descriptions'!$B$10:$H$46,AJ$2,FALSE)<>\"\",VLOOKUP(Map_Elec_Fin[[#This Row],[Measure]],'Measure Descriptions'!$B$10:$H$46,AJ$2,FALSE),\"\"),\"\")","v":""},{"$f":"IF($B44<>\"\",IF(VLOOKUP(Map_Elec_Fin[[#This Row],[Measure]],'Measure Descriptions'!$B$10:$H$46,AK$2,FALSE)<>\"\",VLOOKUP(Map_Elec_Fin[[#This Row],[Measure]],'Measure Descriptions'!$B$10:$H$46,AK$2,FALSE),\"\"),\"\")","v":""},{"$f":"IF($B44<>\"\",IF(VLOOKUP(Map_Elec_Fin[[#This Row],[Measure]],'Measure Descriptions'!$B$10:$H$46,AL$2,FALSE)<>\"\",VLOOKUP(Map_Elec_Fin[[#This Row],[Measure]],'Measure Descriptions'!$B$10:$H$46,AL$2,FALSE),\"\"),\"\")","v":""},{"$f":"IF($B44<>\"\",IF(VLOOKUP(Map_Elec_Fin[[#This Row],[Measure]],'Measure Descriptions'!$B$10:$H$46,AM$2,FALSE)<>\"\",VLOOKUP(Map_Elec_Fin[[#This Row],[Measure]],'Measure Descriptions'!$B$10:$H$46,AM$2,FALSE),\"\"),\"\")","v":""},{"$f":"IF($B44<>\"\",IF(VLOOKUP(Map_Elec_Fin[[#This Row],[Measure]],'Measure Descriptions'!$B$10:$H$46,AN$2,FALSE)<>\"\",VLOOKUP(Map_Elec_Fin[[#This Row],[Measure]],'Measure Descriptions'!$B$10:$H$46,AN$2,FALSE),\"\"),\"\")","v":""},{"$f":"IF($B44<>\"\",IF(VLOOKUP(Map_Elec_Fin[[#This Row],[Measure]],'Measure Descriptions'!$B$10:$H$46,AO$2,FALSE)<>\"\",VLOOKUP(Map_Elec_Fin[[#This Row],[Measure]],'Measure Descriptions'!$B$10:$H$46,AO$2,FALSE),\"\"),\"\")","v":""},{"$f":"IF($B44<>\"\",IF(INDIRECT(\"Measures!\"&AP$2&$B44)<>\"\",INDIRECT(\"Measures!\"&AP$2&$B44),\"\"),\"\")","v":""},null,null,null,null,null,null,null,null,null,null,null,"","",{"$f":"IF($BA44<>\"\",IF(INDIRECT(\"Measures!\"&BD$2&$BA44)<>\"\",INDIRECT(\"Measures!\"&BD$2&$BA44),\"\"),\"\")","v":""},{"$f":"IF($BA44<>\"\",IF(INDIRECT(\"Measures!\"&BE$2&$BA44)<>\"\",INDIRECT(\"Measures!\"&BE$2&$BA44),\"\"),\"\")","v":""},{"$f":"IF($BA44<>\"\",IF(INDIRECT(\"Measures!\"&BF$2&$BA44)<>\"\",INDIRECT(\"Measures!\"&BF$2&$BA44),\"\"),\"\")","v":""},{"$f":"IF($BA44<>\"\",IF(INDIRECT(\"Measures!\"&BG$2&$BA44)<>\"\",INDIRECT(\"Measures!\"&BG$2&$BA44),\"\"),\"\")","v":""},{"$f":"IF($BA44<>\"\",IF(INDIRECT(\"Measures!\"&BH$2&$BA44)<>\"\",INDIRECT(\"Measures!\"&BH$2&$BA44),\"\"),\"\")","v":""},{"$f":"IF($BA44<>\"\",IF(INDIRECT(\"Measures!\"&BI$2&$BA44)<>\"\",INDIRECT(\"Measures!\"&BI$2&$BA44),\"\"),\"\")","v":""},{"$f":"IF($BA44<>\"\",IF(INDIRECT(\"Measures!\"&BJ$2&$BA44)<>\"\",INDIRECT(\"Measures!\"&BJ$2&$BA44),\"\"),\"\")","v":""},{"$f":"IF($BA44<>\"\",IF(INDIRECT(\"Measures!\"&BK$2&$BA44)<>\"\",INDIRECT(\"Measures!\"&BK$2&$BA44),\"\"),\"\")","v":""},{"$f":"IF($BA44<>\"\",IF(INDIRECT(\"Measures!\"&BL$2&$BA44)<>\"\",INDIRECT(\"Measures!\"&BL$2&$BA44),\"\"),\"\")","v":""},{"$f":"IF($BA44<>\"\",IF(INDIRECT(\"Measures!\"&BM$2&$BA44)<>\"\",INDIRECT(\"Measures!\"&BM$2&$BA44),\"\"),\"\")","v":""},{"$f":"IF($BA44<>\"\",IF(INDIRECT(\"Measures!\"&BN$2&$BA44)<>\"\",INDIRECT(\"Measures!\"&BN$2&$BA44),\"\"),\"\")","v":""},{"$f":"IF($BA44<>\"\",IF(INDIRECT(\"Measures!\"&BO$2&$BA44)<>\"\",INDIRECT(\"Measures!\"&BO$2&$BA44),\"\"),\"\")","v":""},{"$f":"IF($BA44<>\"\",IF(INDIRECT(\"Measures!\"&BP$2&$BA44)<>\"\",INDIRECT(\"Measures!\"&BP$2&$BA44),\"\"),\"\")","v":""},{"$f":"IF($BA44<>\"\",IF(INDIRECT(\"Measures!\"&BQ$2&$BA44)<>\"\",INDIRECT(\"Measures!\"&BQ$2&$BA44),\"\"),\"\")","v":""},{"$f":"IF($BA44<>\"\",IF(INDIRECT(\"Measures!\"&BR$2&$BA44)<>\"\",INDIRECT(\"Measures!\"&BR$2&$BA44),\"\"),\"\")","v":""},{"$f":"IF($BA44<>\"\",IF(INDIRECT(\"Measures!\"&BS$2&$BA44)<>\"\",INDIRECT(\"Measures!\"&BS$2&$BA44),\"\"),\"\")","v":""},{"$f":"IF($BA44<>\"\",IF(INDIRECT(\"Measures!\"&BT$2&$BA44)<>\"\",INDIRECT(\"Measures!\"&BT$2&$BA44),\"\"),\"\")","v":""},{"$f":"IF($BA44<>\"\",IF(INDIRECT(\"Measures!\"&BU$2&$BA44)<>\"\",INDIRECT(\"Measures!\"&BU$2&$BA44),\"\"),\"\")","v":""},{"$f":"IF($BA44<>\"\",IF(INDIRECT(\"Measures!\"&BV$2&$BA44)<>\"\",INDIRECT(\"Measures!\"&BV$2&$BA44),\"\"),\"\")","v":""},{"$f":"IF($BA44<>\"\",IF(INDIRECT(\"Measures!\"&BW$2&$BA44)<>\"\",INDIRECT(\"Measures!\"&BW$2&$BA44),\"\"),\"\")","v":""},{"$f":"IF($BA44<>\"\",IF(INDIRECT(\"Measures!\"&BX$2&$BA44)<>\"\",INDIRECT(\"Measures!\"&BX$2&$BA44),\"\"),\"\")","v":""},{"$f":"IF($BA44<>\"\",IF(INDIRECT(\"Measures!\"&BY$2&$BA44)<>\"\",INDIRECT(\"Measures!\"&BY$2&$BA44),\"\"),\"\")","v":""},{"$f":"IF($BA44<>\"\",IF(INDIRECT(\"Measures!\"&BZ$2&$BA44)<>\"\",INDIRECT(\"Measures!\"&BZ$2&$BA44),\"\"),\"\")","v":""},{"$f":"IF($BA44<>\"\",IF(INDIRECT(\"Measures!\"&CA$2&$BA44)<>\"\",INDIRECT(\"Measures!\"&CA$2&$BA44),\"\"),\"\")","v":""},{"$f":"IF($BA44<>\"\",IF(INDIRECT(\"Measures!\"&CB$2&$BA44)<>\"\",INDIRECT(\"Measures!\"&CB$2&$BA44),\"\"),\"\")","v":""},{"$f":"IF($BA44<>\"\",IF(INDIRECT(\"Measures!\"&CC$2&$BA44)<>\"\",INDIRECT(\"Measures!\"&CC$2&$BA44),\"\"),\"\")","v":""},{"$f":"IF($BA44<>\"\",IF(INDIRECT(\"Measures!\"&CD$2&$BA44)<>\"\",INDIRECT(\"Measures!\"&CD$2&$BA44),\"\"),\"\")","v":""},{"$f":"IF($BA44<>\"\",IF(INDIRECT(\"Measures!\"&CE$2&$BA44)<>\"\",INDIRECT(\"Measures!\"&CE$2&$BA44),\"\"),\"\")","v":""},{"$f":"IF($BA44<>\"\",IF(INDIRECT(\"Measures!\"&CF$2&$BA44)<>\"\",INDIRECT(\"Measures!\"&CF$2&$BA44),\"\"),\"\")","v":""},{"$f":"IF($BA44<>\"\",IF(INDIRECT(\"Measures!\"&CG$2&$BA44)<>\"\",INDIRECT(\"Measures!\"&CG$2&$BA44),\"\"),\"\")","v":""},{"$f":"INDEX('Measure Descriptions'!$A$10:$A$46,MATCH(Map_Gas_Fin[[#This Row],[Measure]],'Measure Descriptions'!$B$10:$B$46,0))","v":""},{"$f":"IF($BA44<>\"\",IF(VLOOKUP(Map_Gas_Fin[[#This Row],[Measure]],'Measure Descriptions'!$B$10:$H$46,CI$2,FALSE)<>\"\",VLOOKUP(Map_Gas_Fin[[#This Row],[Measure]],'Measure Descriptions'!$B$10:$H$46,CI$2,FALSE),\"\"),\"\")","v":""},{"$f":"IF($BA44<>\"\",IF(VLOOKUP(Map_Gas_Fin[[#This Row],[Measure]],'Measure Descriptions'!$B$10:$H$46,CJ$2,FALSE)<>\"\",VLOOKUP(Map_Gas_Fin[[#This Row],[Measure]],'Measure Descriptions'!$B$10:$H$46,CJ$2,FALSE),\"\"),\"\")","v":""},{"$f":"IF($BA44<>\"\",IF(VLOOKUP(Map_Gas_Fin[[#This Row],[Measure]],'Measure Descriptions'!$B$10:$H$46,CK$2,FALSE)<>\"\",VLOOKUP(Map_Gas_Fin[[#This Row],[Measure]],'Measure Descriptions'!$B$10:$H$46,CK$2,FALSE),\"\"),\"\")","v":""},{"$f":"IF($BA44<>\"\",IF(VLOOKUP(Map_Gas_Fin[[#This Row],[Measure]],'Measure Descriptions'!$B$10:$H$46,CL$2,FALSE)<>\"\",VLOOKUP(Map_Gas_Fin[[#This Row],[Measure]],'Measure Descriptions'!$B$10:$H$46,CL$2,FALSE),\"\"),\"\")","v":""},{"$f":"IF($BA44<>\"\",IF(VLOOKUP(Map_Gas_Fin[[#This Row],[Measure]],'Measure Descriptions'!$B$10:$H$46,CM$2,FALSE)<>\"\",VLOOKUP(Map_Gas_Fin[[#This Row],[Measure]],'Measure Descriptions'!$B$10:$H$46,CM$2,FALSE),\"\"),\"\")","v":""},{"$f":"IF($BA44<>\"\",IF(VLOOKUP(Map_Gas_Fin[[#This Row],[Measure]],'Measure Descriptions'!$B$10:$H$46,CN$2,FALSE)<>\"\",VLOOKUP(Map_Gas_Fin[[#This Row],[Measure]],'Measure Descriptions'!$B$10:$H$46,CN$2,FALSE),\"\"),\"\")","v":""},{"$f":"IF($BA44<>\"\",IF(INDIRECT(\"Measures!\"&CO$2&$BA44)<>\"\",INDIRECT(\"Measures!\"&CO$2&$BA44),\"\"),\"\")","v":""}]
[null,null,"","",{"$f":"IF($B45<>\"\",IF(INDIRECT(\"Measures!\"&E$2&$B45)<>\"\",INDIRECT(\"Measures!\"&E$2&$B45),\"\"),\"\")","v":""},{"$f":"IF($B45<>\"\",IF(INDIRECT(\"Measures!\"&F$2&$B45)<>\"\",INDIRECT(\"Measures!\"&F$2&$B45),\"\"),\"\")","v":""},{"$f":"IF($B45<>\"\",IF(INDIRECT(\"Measures!\"&G$2&$B45)<>\"\",INDIRECT(\"Measures!\"&G$2&$B45),\"\"),\"\")","v":""},{"$f":"IF($B45<>\"\",IF(INDIRECT(\"Measures!\"&H$2&$B45)<>\"\",INDIRECT(\"Measures!\"&H$2&$B45),\"\"),\"\")","v":""},{"$f":"IF($B45<>\"\",IF(INDIRECT(\"Measures!\"&I$2&$B45)<>\"\",INDIRECT(\"Measures!\"&I$2&$B45),\"\"),\"\")","v":""},{"$f":"IF($B45<>\"\",IF(INDIRECT(\"Measures!\"&J$2&$B45)<>\"\",INDIRECT(\"Measures!\"&J$2&$B45),\"\"),\"\")","v":""},{"$f":"IF($B45<>\"\",IF(INDIRECT(\"Measures!\"&K$2&$B45)<>\"\",INDIRECT(\"Measures!\"&K$2&$B45),\"\"),\"\")","v":""},{"$f":"IF($B45<>\"\",IF(INDIRECT(\"Measures!\"&L$2&$B45)<>\"\",INDIRECT(\"Measures!\"&L$2&$B45),\"\"),\"\")","v":""},{"$f":"IF($B45<>\"\",IF(INDIRECT(\"Measures!\"&M$2&$B45)<>\"\",INDIRECT(\"Measures!\"&M$2&$B45),\"\"),\"\")","v":""},{"$f":"IF($B45<>\"\",IF(INDIRECT(\"Measures!\"&N$2&$B45)<>\"\",INDIRECT(\"Measures!\"&N$2&$B45),\"\"),\"\")","v":""},{"$f":"IF($B45<>\"\",IF(INDIRECT(\"Measures!\"&O$2&$B45)<>\"\",INDIRECT(\"Measures!\"&O$2&$B45),\"\"),\"\")","v":""},{"$f":"IF($B45<>\"\",IF(INDIRECT(\"Measures!\"&P$2&$B45)<>\"\",INDIRECT(\"Measures!\"&P$2&$B45),\"\"),\"\")","v":""},{"$f":"IF($B45<>\"\",IF(INDIRECT(\"Measures!\"&Q$2&$B45)<>\"\",INDIRECT(\"Measures!\"&Q$2&$B45),\"\"),\"\")","v":""},{"$f":"IF($B45<>\"\",IF(INDIRECT(\"Measures!\"&R$2&$B45)<>\"\",INDIRECT(\"Measures!\"&R$2&$B45),\"\"),\"\")","v":""},{"$f":"IF($B45<>\"\",IF(INDIRECT(\"Measures!\"&S$2&$B45)<>\"\",INDIRECT(\"Measures!\"&S$2&$B45),\"\"),\"\")","v":""},{"$f":"IF($B45<>\"\",IF(INDIRECT(\"Measures!\"&T$2&$B45)<>\"\",INDIRECT(\"Measures!\"&T$2&$B45),\"\"),\"\")","v":""},{"$f":"IF($B45<>\"\",IF(INDIRECT(\"Measures!\"&U$2&$B45)<>\"\",INDIRECT(\"Measures!\"&U$2&$B45),\"\"),\"\")","v":""},{"$f":"IF($B45<>\"\",IF(INDIRECT(\"Measures!\"&V$2&$B45)<>\"\",INDIRECT(\"Measures!\"&V$2&$B45),\"\"),\"\")","v":""},{"$f":"IF($B45<>\"\",IF(INDIRECT(\"Measures!\"&W$2&$B45)<>\"\",INDIRECT(\"Measures!\"&W$2&$B45),\"\"),\"\")","v":""},{"$f":"IF($B45<>\"\",IF(INDIRECT(\"Measures!\"&X$2&$B45)<>\"\",INDIRECT(\"Measures!\"&X$2&$B45),\"\"),\"\")","v":""},{"$f":"IF($B45<>\"\",IF(INDIRECT(\"Measures!\"&Y$2&$B45)<>\"\",INDIRECT(\"Measures!\"&Y$2&$B45),\"\"),\"\")","v":""},{"$f":"IF($B45<>\"\",IF(INDIRECT(\"Measures!\"&Z$2&$B45)<>\"\",INDIRECT(\"Measures!\"&Z$2&$B45),\"\"),\"\")","v":""},{"$f":"IF($B45<>\"\",IF(INDIRECT(\"Measures!\"&AA$2&$B45)<>\"\",INDIRECT(\"Measures!\"&AA$2&$B45),\"\"),\"\")","v":""},{"$f":"IF($B45<>\"\",IF(INDIRECT(\"Measures!\"&AB$2&$B45)<>\"\",INDIRECT(\"Measures!\"&AB$2&$B45),\"\"),\"\")","v":""},{"$f":"IF($B45<>\"\",IF(INDIRECT(\"Measures!\"&AC$2&$B45)<>\"\",INDIRECT(\"Measures!\"&AC$2&$B45),\"\"),\"\")","v":""},{"$f":"IF($B45<>\"\",IF(INDIRECT(\"Measures!\"&AD$2&$B45)<>\"\",INDIRECT(\"Measures!\"&AD$2&$B45),\"\"),\"\")","v":""},{"$f":"IF($B45<>\"\",IF(INDIRECT(\"Measures!\"&AE$2&$B45)<>\"\",INDIRECT(\"Measures!\"&AE$2&$B45),\"\"),\"\")","v":""},{"$f":"IF($B45<>\"\",IF(INDIRECT(\"Measures!\"&AF$2&$B45)<>\"\",INDIRECT(\"Measures!\"&AF$2&$B45),\"\"),\"\")","v":""},{"$f":"IF($B45<>\"\",IF(INDIRECT(\"Measures!\"&AG$2&$B45)<>\"\",INDIRECT(\"Measures!\"&AG$2&$B45),\"\"),\"\")","v":""},{"$f":"IF($B45<>\"\",IF(INDIRECT(\"Measures!\"&AH$2&$B45)<>\"\",INDIRECT(\"Measures!\"&AH$2&$B45),\"\"),\"\")","v":""},{"$f":"INDEX('Measure Descriptions'!$A$10:$A$46,MATCH(Map_Elec_Fin[[#This Row],[Measure]],'Measure Descriptions'!$B$10:$B$46,0))","v":""},{"$f":"IF($B45<>\"\",IF(VLOOKUP(Map_Elec_Fin[[#This Row],[Measure]],'Measure Descriptions'!$B$10:$H$46,AJ$2,FALSE)<>\"\",VLOOKUP(Map_Elec_Fin[[#This Row],[Measure]],'Measure Descriptions'!$B$10:$H$46,AJ$2,FALSE),\"\"),\"\")","v":""},{"$f":"IF($B45<>\"\",IF(VLOOKUP(Map_Elec_Fin[[#This Row],[Measure]],'Measure Descriptions'!$B$10:$H$46,AK$2,FALSE)<>\"\",VLOOKUP(Map_Elec_Fin[[#This Row],[Measure]],'Measure Descriptions'!$B$10:$H$46,AK$2,FALSE),\"\"),\"\")","v":""},{"$f":"IF($B45<>\"\",IF(VLOOKUP(Map_Elec_Fin[[#This Row],[Measure]],'Measure Descriptions'!$B$10:$H$46,AL$2,FALSE)<>\"\",VLOOKUP(Map_Elec_Fin[[#This Row],[Measure]],'Measure Descriptions'!$B$10:$H$46,AL$2,FALSE),\"\"),\"\")","v":""},{"$f":"IF($B45<>\"\",IF(VLOOKUP(Map_Elec_Fin[[#This Row],[Measure]],'Measure Descriptions'!$B$10:$H$46,AM$2,FALSE)<>\"\",VLOOKUP(Map_Elec_Fin[[#This Row],[Measure]],'Measure Descriptions'!$B$10:$H$46,AM$2,FALSE),\"\"),\"\")","v":""},{"$f":"IF($B45<>\"\",IF(VLOOKUP(Map_Elec_Fin[[#This Row],[Measure]],'Measure Descriptions'!$B$10:$H$46,AN$2,FALSE)<>\"\",VLOOKUP(Map_Elec_Fin[[#This Row],[Measure]],'Measure Descriptions'!$B$10:$H$46,AN$2,FALSE),\"\"),\"\")","v":""},{"$f":"IF($B45<>\"\",IF(VLOOKUP(Map_Elec_Fin[[#This Row],[Measure]],'Measure Descriptions'!$B$10:$H$46,AO$2,FALSE)<>\"\",VLOOKUP(Map_Elec_Fin[[#This Row],[Measure]],'Measure Descriptions'!$B$10:$H$46,AO$2,FALSE),\"\"),\"\")","v":""},{"$f":"IF($B45<>\"\",IF(INDIRECT(\"Measures!\"&AP$2&$B45)<>\"\",INDIRECT(\"Measures!\"&AP$2&$B45),\"\"),\"\")","v":""},null,null,null,null,null,null,null,null,null,null,null,"","",{"$f":"IF($BA45<>\"\",IF(INDIRECT(\"Measures!\"&BD$2&$BA45)<>\"\",INDIRECT(\"Measures!\"&BD$2&$BA45),\"\"),\"\")","v":""},{"$f":"IF($BA45<>\"\",IF(INDIRECT(\"Measures!\"&BE$2&$BA45)<>\"\",INDIRECT(\"Measures!\"&BE$2&$BA45),\"\"),\"\")","v":""},{"$f":"IF($BA45<>\"\",IF(INDIRECT(\"Measures!\"&BF$2&$BA45)<>\"\",INDIRECT(\"Measures!\"&BF$2&$BA45),\"\"),\"\")","v":""},{"$f":"IF($BA45<>\"\",IF(INDIRECT(\"Measures!\"&BG$2&$BA45)<>\"\",INDIRECT(\"Measures!\"&BG$2&$BA45),\"\"),\"\")","v":""},{"$f":"IF($BA45<>\"\",IF(INDIRECT(\"Measures!\"&BH$2&$BA45)<>\"\",INDIRECT(\"Measures!\"&BH$2&$BA45),\"\"),\"\")","v":""},{"$f":"IF($BA45<>\"\",IF(INDIRECT(\"Measures!\"&BI$2&$BA45)<>\"\",INDIRECT(\"Measures!\"&BI$2&$BA45),\"\"),\"\")","v":""},{"$f":"IF($BA45<>\"\",IF(INDIRECT(\"Measures!\"&BJ$2&$BA45)<>\"\",INDIRECT(\"Measures!\"&BJ$2&$BA45),\"\"),\"\")","v":""},{"$f":"IF($BA45<>\"\",IF(INDIRECT(\"Measures!\"&BK$2&$BA45)<>\"\",INDIRECT(\"Measures!\"&BK$2&$BA45),\"\"),\"\")","v":""},{"$f":"IF($BA45<>\"\",IF(INDIRECT(\"Measures!\"&BL$2&$BA45)<>\"\",INDIRECT(\"Measures!\"&BL$2&$BA45),\"\"),\"\")","v":""},{"$f":"IF($BA45<>\"\",IF(INDIRECT(\"Measures!\"&BM$2&$BA45)<>\"\",INDIRECT(\"Measures!\"&BM$2&$BA45),\"\"),\"\")","v":""},{"$f":"IF($BA45<>\"\",IF(INDIRECT(\"Measures!\"&BN$2&$BA45)<>\"\",INDIRECT(\"Measures!\"&BN$2&$BA45),\"\"),\"\")","v":""},{"$f":"IF($BA45<>\"\",IF(INDIRECT(\"Measures!\"&BO$2&$BA45)<>\"\",INDIRECT(\"Measures!\"&BO$2&$BA45),\"\"),\"\")","v":""},{"$f":"IF($BA45<>\"\",IF(INDIRECT(\"Measures!\"&BP$2&$BA45)<>\"\",INDIRECT(\"Measures!\"&BP$2&$BA45),\"\"),\"\")","v":""},{"$f":"IF($BA45<>\"\",IF(INDIRECT(\"Measures!\"&BQ$2&$BA45)<>\"\",INDIRECT(\"Measures!\"&BQ$2&$BA45),\"\"),\"\")","v":""},{"$f":"IF($BA45<>\"\",IF(INDIRECT(\"Measures!\"&BR$2&$BA45)<>\"\",INDIRECT(\"Measures!\"&BR$2&$BA45),\"\"),\"\")","v":""},{"$f":"IF($BA45<>\"\",IF(INDIRECT(\"Measures!\"&BS$2&$BA45)<>\"\",INDIRECT(\"Measures!\"&BS$2&$BA45),\"\"),\"\")","v":""},{"$f":"IF($BA45<>\"\",IF(INDIRECT(\"Measures!\"&BT$2&$BA45)<>\"\",INDIRECT(\"Measures!\"&BT$2&$BA45),\"\"),\"\")","v":""},{"$f":"IF($BA45<>\"\",IF(INDIRECT(\"Measures!\"&BU$2&$BA45)<>\"\",INDIRECT(\"Measures!\"&BU$2&$BA45),\"\"),\"\")","v":""},{"$f":"IF($BA45<>\"\",IF(INDIRECT(\"Measures!\"&BV$2&$BA45)<>\"\",INDIRECT(\"Measures!\"&BV$2&$BA45),\"\"),\"\")","v":""},{"$f":"IF($BA45<>\"\",IF(INDIRECT(\"Measures!\"&BW$2&$BA45)<>\"\",INDIRECT(\"Measures!\"&BW$2&$BA45),\"\"),\"\")","v":""},{"$f":"IF($BA45<>\"\",IF(INDIRECT(\"Measures!\"&BX$2&$BA45)<>\"\",INDIRECT(\"Measures!\"&BX$2&$BA45),\"\"),\"\")","v":""},{"$f":"IF($BA45<>\"\",IF(INDIRECT(\"Measures!\"&BY$2&$BA45)<>\"\",INDIRECT(\"Measures!\"&BY$2&$BA45),\"\"),\"\")","v":""},{"$f":"IF($BA45<>\"\",IF(INDIRECT(\"Measures!\"&BZ$2&$BA45)<>\"\",INDIRECT(\"Measures!\"&BZ$2&$BA45),\"\"),\"\")","v":""},{"$f":"IF($BA45<>\"\",IF(INDIRECT(\"Measures!\"&CA$2&$BA45)<>\"\",INDIRECT(\"Measures!\"&CA$2&$BA45),\"\"),\"\")","v":""},{"$f":"IF($BA45<>\"\",IF(INDIRECT(\"Measures!\"&CB$2&$BA45)<>\"\",INDIRECT(\"Measures!\"&CB$2&$BA45),\"\"),\"\")","v":""},{"$f":"IF($BA45<>\"\",IF(INDIRECT(\"Measures!\"&CC$2&$BA45)<>\"\",INDIRECT(\"Measures!\"&CC$2&$BA45),\"\"),\"\")","v":""},{"$f":"IF($BA45<>\"\",IF(INDIRECT(\"Measures!\"&CD$2&$BA45)<>\"\",INDIRECT(\"Measures!\"&CD$2&$BA45),\"\"),\"\")","v":""},{"$f":"IF($BA45<>\"\",IF(INDIRECT(\"Measures!\"&CE$2&$BA45)<>\"\",INDIRECT(\"Measures!\"&CE$2&$BA45),\"\"),\"\")","v":""},{"$f":"IF($BA45<>\"\",IF(INDIRECT(\"Measures!\"&CF$2&$BA45)<>\"\",INDIRECT(\"Measures!\"&CF$2&$BA45),\"\"),\"\")","v":""},{"$f":"IF($BA45<>\"\",IF(INDIRECT(\"Measures!\"&CG$2&$BA45)<>\"\",INDIRECT(\"Measures!\"&CG$2&$BA45),\"\"),\"\")","v":""},{"$f":"INDEX('Measure Descriptions'!$A$10:$A$46,MATCH(Map_Gas_Fin[[#This Row],[Measure]],'Measure Descriptions'!$B$10:$B$46,0))","v":""},{"$f":"IF($BA45<>\"\",IF(VLOOKUP(Map_Gas_Fin[[#This Row],[Measure]],'Measure Descriptions'!$B$10:$H$46,CI$2,FALSE)<>\"\",VLOOKUP(Map_Gas_Fin[[#This Row],[Measure]],'Measure Descriptions'!$B$10:$H$46,CI$2,FALSE),\"\"),\"\")","v":""},{"$f":"IF($BA45<>\"\",IF(VLOOKUP(Map_Gas_Fin[[#This Row],[Measure]],'Measure Descriptions'!$B$10:$H$46,CJ$2,FALSE)<>\"\",VLOOKUP(Map_Gas_Fin[[#This Row],[Measure]],'Measure Descriptions'!$B$10:$H$46,CJ$2,FALSE),\"\"),\"\")","v":""},{"$f":"IF($BA45<>\"\",IF(VLOOKUP(Map_Gas_Fin[[#This Row],[Measure]],'Measure Descriptions'!$B$10:$H$46,CK$2,FALSE)<>\"\",VLOOKUP(Map_Gas_Fin[[#This Row],[Measure]],'Measure Descriptions'!$B$10:$H$46,CK$2,FALSE),\"\"),\"\")","v":""},{"$f":"IF($BA45<>\"\",IF(VLOOKUP(Map_Gas_Fin[[#This Row],[Measure]],'Measure Descriptions'!$B$10:$H$46,CL$2,FALSE)<>\"\",VLOOKUP(Map_Gas_Fin[[#This Row],[Measure]],'Measure Descriptions'!$B$10:$H$46,CL$2,FALSE),\"\"),\"\")","v":""},{"$f":"IF($BA45<>\"\",IF(VLOOKUP(Map_Gas_Fin[[#This Row],[Measure]],'Measure Descriptions'!$B$10:$H$46,CM$2,FALSE)<>\"\",VLOOKUP(Map_Gas_Fin[[#This Row],[Measure]],'Measure Descriptions'!$B$10:$H$46,CM$2,FALSE),\"\"),\"\")","v":""},{"$f":"IF($BA45<>\"\",IF(VLOOKUP(Map_Gas_Fin[[#This Row],[Measure]],'Measure Descriptions'!$B$10:$H$46,CN$2,FALSE)<>\"\",VLOOKUP(Map_Gas_Fin[[#This Row],[Measure]],'Measure Descriptions'!$B$10:$H$46,CN$2,FALSE),\"\"),\"\")","v":""},{"$f":"IF($BA45<>\"\",IF(INDIRECT(\"Measures!\"&CO$2&$BA45)<>\"\",INDIRECT(\"Measures!\"&CO$2&$BA45),\"\"),\"\")","v":""}]
[null,null,"","",{"$f":"IF($B46<>\"\",IF(INDIRECT(\"Measures!\"&E$2&$B46)<>\"\",INDIRECT(\"Measures!\"&E$2&$B46),\"\"),\"\")","v":""},{"$f":"IF($B46<>\"\",IF(INDIRECT(\"Measures!\"&F$2&$B46)<>\"\",INDIRECT(\"Measures!\"&F$2&$B46),\"\"),\"\")","v":""},{"$f":"IF($B46<>\"\",IF(INDIRECT(\"Measures!\"&G$2&$B46)<>\"\",INDIRECT(\"Measures!\"&G$2&$B46),\"\"),\"\")","v":""},{"$f":"IF($B46<>\"\",IF(INDIRECT(\"Measures!\"&H$2&$B46)<>\"\",INDIRECT(\"Measures!\"&H$2&$B46),\"\"),\"\")","v":""},{"$f":"IF($B46<>\"\",IF(INDIRECT(\"Measures!\"&I$2&$B46)<>\"\",INDIRECT(\"Measures!\"&I$2&$B46),\"\"),\"\")","v":""},{"$f":"IF($B46<>\"\",IF(INDIRECT(\"Measures!\"&J$2&$B46)<>\"\",INDIRECT(\"Measures!\"&J$2&$B46),\"\"),\"\")","v":""},{"$f":"IF($B46<>\"\",IF(INDIRECT(\"Measures!\"&K$2&$B46)<>\"\",INDIRECT(\"Measures!\"&K$2&$B46),\"\"),\"\")","v":""},{"$f":"IF($B46<>\"\",IF(INDIRECT(\"Measures!\"&L$2&$B46)<>\"\",INDIRECT(\"Measures!\"&L$2&$B46),\"\"),\"\")","v":""},{"$f":"IF($B46<>\"\",IF(INDIRECT(\"Measures!\"&M$2&$B46)<>\"\",INDIRECT(\"Measures!\"&M$2&$B46),\"\"),\"\")","v":""},{"$f":"IF($B46<>\"\",IF(INDIRECT(\"Measures!\"&N$2&$B46)<>\"\",INDIRECT(\"Measures!\"&N$2&$B46),\"\"),\"\")","v":""},{"$f":"IF($B46<>\"\",IF(INDIRECT(\"Measures!\"&O$2&$B46)<>\"\",INDIRECT(\"Measures!\"&O$2&$B46),\"\"),\"\")","v":""},{"$f":"IF($B46<>\"\",IF(INDIRECT(\"Measures!\"&P$2&$B46)<>\"\",INDIRECT(\"Measures!\"&P$2&$B46),\"\"),\"\")","v":""},{"$f":"IF($B46<>\"\",IF(INDIRECT(\"Measures!\"&Q$2&$B46)<>\"\",INDIRECT(\"Measures!\"&Q$2&$B46),\"\"),\"\")","v":""},{"$f":"IF($B46<>\"\",IF(INDIRECT(\"Measures!\"&R$2&$B46)<>\"\",INDIRECT(\"Measures!\"&R$2&$B46),\"\"),\"\")","v":""},{"$f":"IF($B46<>\"\",IF(INDIRECT(\"Measures!\"&S$2&$B46)<>\"\",INDIRECT(\"Measures!\"&S$2&$B46),\"\"),\"\")","v":""},{"$f":"IF($B46<>\"\",IF(INDIRECT(\"Measures!\"&T$2&$B46)<>\"\",INDIRECT(\"Measures!\"&T$2&$B46),\"\"),\"\")","v":""},{"$f":"IF($B46<>\"\",IF(INDIRECT(\"Measures!\"&U$2&$B46)<>\"\",INDIRECT(\"Measures!\"&U$2&$B46),\"\"),\"\")","v":""},{"$f":"IF($B46<>\"\",IF(INDIRECT(\"Measures!\"&V$2&$B46)<>\"\",INDIRECT(\"Measures!\"&V$2&$B46),\"\"),\"\")","v":""},{"$f":"IF($B46<>\"\",IF(INDIRECT(\"Measures!\"&W$2&$B46)<>\"\",INDIRECT(\"Measures!\"&W$2&$B46),\"\"),\"\")","v":""},{"$f":"IF($B46<>\"\",IF(INDIRECT(\"Measures!\"&X$2&$B46)<>\"\",INDIRECT(\"Measures!\"&X$2&$B46),\"\"),\"\")","v":""},{"$f":"IF($B46<>\"\",IF(INDIRECT(\"Measures!\"&Y$2&$B46)<>\"\",INDIRECT(\"Measures!\"&Y$2&$B46),\"\"),\"\")","v":""},{"$f":"IF($B46<>\"\",IF(INDIRECT(\"Measures!\"&Z$2&$B46)<>\"\",INDIRECT(\"Measures!\"&Z$2&$B46),\"\"),\"\")","v":""},{"$f":"IF($B46<>\"\",IF(INDIRECT(\"Measures!\"&AA$2&$B46)<>\"\",INDIRECT(\"Measures!\"&AA$2&$B46),\"\"),\"\")","v":""},{"$f":"IF($B46<>\"\",IF(INDIRECT(\"Measures!\"&AB$2&$B46)<>\"\",INDIRECT(\"Measures!\"&AB$2&$B46),\"\"),\"\")","v":""},{"$f":"IF($B46<>\"\",IF(INDIRECT(\"Measures!\"&AC$2&$B46)<>\"\",INDIRECT(\"Measures!\"&AC$2&$B46),\"\"),\"\")","v":""},{"$f":"IF($B46<>\"\",IF(INDIRECT(\"Measures!\"&AD$2&$B46)<>\"\",INDIRECT(\"Measures!\"&AD$2&$B46),\"\"),\"\")","v":""},{"$f":"IF($B46<>\"\",IF(INDIRECT(\"Measures!\"&AE$2&$B46)<>\"\",INDIRECT(\"Measures!\"&AE$2&$B46),\"\"),\"\")","v":""},{"$f":"IF($B46<>\"\",IF(INDIRECT(\"Measures!\"&AF$2&$B46)<>\"\",INDIRECT(\"Measures!\"&AF$2&$B46),\"\"),\"\")","v":""},{"$f":"IF($B46<>\"\",IF(INDIRECT(\"Measures!\"&AG$2&$B46)<>\"\",INDIRECT(\"Measures!\"&AG$2&$B46),\"\"),\"\")","v":""},{"$f":"IF($B46<>\"\",IF(INDIRECT(\"Measures!\"&AH$2&$B46)<>\"\",INDIRECT(\"Measures!\"&AH$2&$B46),\"\"),\"\")","v":""},{"$f":"INDEX('Measure Descriptions'!$A$10:$A$46,MATCH(Map_Elec_Fin[[#This Row],[Measure]],'Measure Descriptions'!$B$10:$B$46,0))","v":""},{"$f":"IF($B46<>\"\",IF(VLOOKUP(Map_Elec_Fin[[#This Row],[Measure]],'Measure Descriptions'!$B$10:$H$46,AJ$2,FALSE)<>\"\",VLOOKUP(Map_Elec_Fin[[#This Row],[Measure]],'Measure Descriptions'!$B$10:$H$46,AJ$2,FALSE),\"\"),\"\")","v":""},{"$f":"IF($B46<>\"\",IF(VLOOKUP(Map_Elec_Fin[[#This Row],[Measure]],'Measure Descriptions'!$B$10:$H$46,AK$2,FALSE)<>\"\",VLOOKUP(Map_Elec_Fin[[#This Row],[Measure]],'Measure Descriptions'!$B$10:$H$46,AK$2,FALSE),\"\"),\"\")","v":""},{"$f":"IF($B46<>\"\",IF(VLOOKUP(Map_Elec_Fin[[#This Row],[Measure]],'Measure Descriptions'!$B$10:$H$46,AL$2,FALSE)<>\"\",VLOOKUP(Map_Elec_Fin[[#This Row],[Measure]],'Measure Descriptions'!$B$10:$H$46,AL$2,FALSE),\"\"),\"\")","v":""},{"$f":"IF($B46<>\"\",IF(VLOOKUP(Map_Elec_Fin[[#This Row],[Measure]],'Measure Descriptions'!$B$10:$H$46,AM$2,FALSE)<>\"\",VLOOKUP(Map_Elec_Fin[[#This Row],[Measure]],'Measure Descriptions'!$B$10:$H$46,AM$2,FALSE),\"\"),\"\")","v":""},{"$f":"IF($B46<>\"\",IF(VLOOKUP(Map_Elec_Fin[[#This Row],[Measure]],'Measure Descriptions'!$B$10:$H$46,AN$2,FALSE)<>\"\",VLOOKUP(Map_Elec_Fin[[#This Row],[Measure]],'Measure Descriptions'!$B$10:$H$46,AN$2,FALSE),\"\"),\"\")","v":""},{"$f":"IF($B46<>\"\",IF(VLOOKUP(Map_Elec_Fin[[#This Row],[Measure]],'Measure Descriptions'!$B$10:$H$46,AO$2,FALSE)<>\"\",VLOOKUP(Map_Elec_Fin[[#This Row],[Measure]],'Measure Descriptions'!$B$10:$H$46,AO$2,FALSE),\"\"),\"\")","v":""},{"$f":"IF($B46<>\"\",IF(INDIRECT(\"Measures!\"&AP$2&$B46)<>\"\",INDIRECT(\"Measures!\"&AP$2&$B46),\"\"),\"\")","v":""},null,null,null,null,null,null,null,null,null,null,null,"","",{"$f":"IF($BA46<>\"\",IF(INDIRECT(\"Measures!\"&BD$2&$BA46)<>\"\",INDIRECT(\"Measures!\"&BD$2&$BA46),\"\"),\"\")","v":""},{"$f":"IF($BA46<>\"\",IF(INDIRECT(\"Measures!\"&BE$2&$BA46)<>\"\",INDIRECT(\"Measures!\"&BE$2&$BA46),\"\"),\"\")","v":""},{"$f":"IF($BA46<>\"\",IF(INDIRECT(\"Measures!\"&BF$2&$BA46)<>\"\",INDIRECT(\"Measures!\"&BF$2&$BA46),\"\"),\"\")","v":""},{"$f":"IF($BA46<>\"\",IF(INDIRECT(\"Measures!\"&BG$2&$BA46)<>\"\",INDIRECT(\"Measures!\"&BG$2&$BA46),\"\"),\"\")","v":""},{"$f":"IF($BA46<>\"\",IF(INDIRECT(\"Measures!\"&BH$2&$BA46)<>\"\",INDIRECT(\"Measures!\"&BH$2&$BA46),\"\"),\"\")","v":""},{"$f":"IF($BA46<>\"\",IF(INDIRECT(\"Measures!\"&BI$2&$BA46)<>\"\",INDIRECT(\"Measures!\"&BI$2&$BA46),\"\"),\"\")","v":""},{"$f":"IF($BA46<>\"\",IF(INDIRECT(\"Measures!\"&BJ$2&$BA46)<>\"\",INDIRECT(\"Measures!\"&BJ$2&$BA46),\"\"),\"\")","v":""},{"$f":"IF($BA46<>\"\",IF(INDIRECT(\"Measures!\"&BK$2&$BA46)<>\"\",INDIRECT(\"Measures!\"&BK$2&$BA46),\"\"),\"\")","v":""},{"$f":"IF($BA46<>\"\",IF(INDIRECT(\"Measures!\"&BL$2&$BA46)<>\"\",INDIRECT(\"Measures!\"&BL$2&$BA46),\"\"),\"\")","v":""},{"$f":"IF($BA46<>\"\",IF(INDIRECT(\"Measures!\"&BM$2&$BA46)<>\"\",INDIRECT(\"Measures!\"&BM$2&$BA46),\"\"),\"\")","v":""},{"$f":"IF($BA46<>\"\",IF(INDIRECT(\"Measures!\"&BN$2&$BA46)<>\"\",INDIRECT(\"Measures!\"&BN$2&$BA46),\"\"),\"\")","v":""},{"$f":"IF($BA46<>\"\",IF(INDIRECT(\"Measures!\"&BO$2&$BA46)<>\"\",INDIRECT(\"Measures!\"&BO$2&$BA46),\"\"),\"\")","v":""},{"$f":"IF($BA46<>\"\",IF(INDIRECT(\"Measures!\"&BP$2&$BA46)<>\"\",INDIRECT(\"Measures!\"&BP$2&$BA46),\"\"),\"\")","v":""},{"$f":"IF($BA46<>\"\",IF(INDIRECT(\"Measures!\"&BQ$2&$BA46)<>\"\",INDIRECT(\"Measures!\"&BQ$2&$BA46),\"\"),\"\")","v":""},{"$f":"IF($BA46<>\"\",IF(INDIRECT(\"Measures!\"&BR$2&$BA46)<>\"\",INDIRECT(\"Measures!\"&BR$2&$BA46),\"\"),\"\")","v":""},{"$f":"IF($BA46<>\"\",IF(INDIRECT(\"Measures!\"&BS$2&$BA46)<>\"\",INDIRECT(\"Measures!\"&BS$2&$BA46),\"\"),\"\")","v":""},{"$f":"IF($BA46<>\"\",IF(INDIRECT(\"Measures!\"&BT$2&$BA46)<>\"\",INDIRECT(\"Measures!\"&BT$2&$BA46),\"\"),\"\")","v":""},{"$f":"IF($BA46<>\"\",IF(INDIRECT(\"Measures!\"&BU$2&$BA46)<>\"\",INDIRECT(\"Measures!\"&BU$2&$BA46),\"\"),\"\")","v":""},{"$f":"IF($BA46<>\"\",IF(INDIRECT(\"Measures!\"&BV$2&$BA46)<>\"\",INDIRECT(\"Measures!\"&BV$2&$BA46),\"\"),\"\")","v":""},{"$f":"IF($BA46<>\"\",IF(INDIRECT(\"Measures!\"&BW$2&$BA46)<>\"\",INDIRECT(\"Measures!\"&BW$2&$BA46),\"\"),\"\")","v":""},{"$f":"IF($BA46<>\"\",IF(INDIRECT(\"Measures!\"&BX$2&$BA46)<>\"\",INDIRECT(\"Measures!\"&BX$2&$BA46),\"\"),\"\")","v":""},{"$f":"IF($BA46<>\"\",IF(INDIRECT(\"Measures!\"&BY$2&$BA46)<>\"\",INDIRECT(\"Measures!\"&BY$2&$BA46),\"\"),\"\")","v":""},{"$f":"IF($BA46<>\"\",IF(INDIRECT(\"Measures!\"&BZ$2&$BA46)<>\"\",INDIRECT(\"Measures!\"&BZ$2&$BA46),\"\"),\"\")","v":""},{"$f":"IF($BA46<>\"\",IF(INDIRECT(\"Measures!\"&CA$2&$BA46)<>\"\",INDIRECT(\"Measures!\"&CA$2&$BA46),\"\"),\"\")","v":""},{"$f":"IF($BA46<>\"\",IF(INDIRECT(\"Measures!\"&CB$2&$BA46)<>\"\",INDIRECT(\"Measures!\"&CB$2&$BA46),\"\"),\"\")","v":""},{"$f":"IF($BA46<>\"\",IF(INDIRECT(\"Measures!\"&CC$2&$BA46)<>\"\",INDIRECT(\"Measures!\"&CC$2&$BA46),\"\"),\"\")","v":""},{"$f":"IF($BA46<>\"\",IF(INDIRECT(\"Measures!\"&CD$2&$BA46)<>\"\",INDIRECT(\"Measures!\"&CD$2&$BA46),\"\"),\"\")","v":""},{"$f":"IF($BA46<>\"\",IF(INDIRECT(\"Measures!\"&CE$2&$BA46)<>\"\",INDIRECT(\"Measures!\"&CE$2&$BA46),\"\"),\"\")","v":""},{"$f":"IF($BA46<>\"\",IF(INDIRECT(\"Measures!\"&CF$2&$BA46)<>\"\",INDIRECT(\"Measures!\"&CF$2&$BA46),\"\"),\"\")","v":""},{"$f":"IF($BA46<>\"\",IF(INDIRECT(\"Measures!\"&CG$2&$BA46)<>\"\",INDIRECT(\"Measures!\"&CG$2&$BA46),\"\"),\"\")","v":""},{"$f":"INDEX('Measure Descriptions'!$A$10:$A$46,MATCH(Map_Gas_Fin[[#This Row],[Measure]],'Measure Descriptions'!$B$10:$B$46,0))","v":""},{"$f":"IF($BA46<>\"\",IF(VLOOKUP(Map_Gas_Fin[[#This Row],[Measure]],'Measure Descriptions'!$B$10:$H$46,CI$2,FALSE)<>\"\",VLOOKUP(Map_Gas_Fin[[#This Row],[Measure]],'Measure Descriptions'!$B$10:$H$46,CI$2,FALSE),\"\"),\"\")","v":""},{"$f":"IF($BA46<>\"\",IF(VLOOKUP(Map_Gas_Fin[[#This Row],[Measure]],'Measure Descriptions'!$B$10:$H$46,CJ$2,FALSE)<>\"\",VLOOKUP(Map_Gas_Fin[[#This Row],[Measure]],'Measure Descriptions'!$B$10:$H$46,CJ$2,FALSE),\"\"),\"\")","v":""},{"$f":"IF($BA46<>\"\",IF(VLOOKUP(Map_Gas_Fin[[#This Row],[Measure]],'Measure Descriptions'!$B$10:$H$46,CK$2,FALSE)<>\"\",VLOOKUP(Map_Gas_Fin[[#This Row],[Measure]],'Measure Descriptions'!$B$10:$H$46,CK$2,FALSE),\"\"),\"\")","v":""},{"$f":"IF($BA46<>\"\",IF(VLOOKUP(Map_Gas_Fin[[#This Row],[Measure]],'Measure Descriptions'!$B$10:$H$46,CL$2,FALSE)<>\"\",VLOOKUP(Map_Gas_Fin[[#This Row],[Measure]],'Measure Descriptions'!$B$10:$H$46,CL$2,FALSE),\"\"),\"\")","v":""},{"$f":"IF($BA46<>\"\",IF(VLOOKUP(Map_Gas_Fin[[#This Row],[Measure]],'Measure Descriptions'!$B$10:$H$46,CM$2,FALSE)<>\"\",VLOOKUP(Map_Gas_Fin[[#This Row],[Measure]],'Measure Descriptions'!$B$10:$H$46,CM$2,FALSE),\"\"),\"\")","v":""},{"$f":"IF($BA46<>\"\",IF(VLOOKUP(Map_Gas_Fin[[#This Row],[Measure]],'Measure Descriptions'!$B$10:$H$46,CN$2,FALSE)<>\"\",VLOOKUP(Map_Gas_Fin[[#This Row],[Measure]],'Measure Descriptions'!$B$10:$H$46,CN$2,FALSE),\"\"),\"\")","v":""},{"$f":"IF($BA46<>\"\",IF(INDIRECT(\"Measures!\"&CO$2&$BA46)<>\"\",INDIRECT(\"Measures!\"&CO$2&$BA46),\"\"),\"\")","v":""}]
[null,null,"","",{"$f":"IF($B47<>\"\",IF(INDIRECT(\"Measures!\"&E$2&$B47)<>\"\",INDIRECT(\"Measures!\"&E$2&$B47),\"\"),\"\")","v":""},{"$f":"IF($B47<>\"\",IF(INDIRECT(\"Measures!\"&F$2&$B47)<>\"\",INDIRECT(\"Measures!\"&F$2&$B47),\"\"),\"\")","v":""},{"$f":"IF($B47<>\"\",IF(INDIRECT(\"Measures!\"&G$2&$B47)<>\"\",INDIRECT(\"Measures!\"&G$2&$B47),\"\"),\"\")","v":""},{"$f":"IF($B47<>\"\",IF(INDIRECT(\"Measures!\"&H$2&$B47)<>\"\",INDIRECT(\"Measures!\"&H$2&$B47),\"\"),\"\")","v":""},{"$f":"IF($B47<>\"\",IF(INDIRECT(\"Measures!\"&I$2&$B47)<>\"\",INDIRECT(\"Measures!\"&I$2&$B47),\"\"),\"\")","v":""},{"$f":"IF($B47<>\"\",IF(INDIRECT(\"Measures!\"&J$2&$B47)<>\"\",INDIRECT(\"Measures!\"&J$2&$B47),\"\"),\"\")","v":""},{"$f":"IF($B47<>\"\",IF(INDIRECT(\"Measures!\"&K$2&$B47)<>\"\",INDIRECT(\"Measures!\"&K$2&$B47),\"\"),\"\")","v":""},{"$f":"IF($B47<>\"\",IF(INDIRECT(\"Measures!\"&L$2&$B47)<>\"\",INDIRECT(\"Measures!\"&L$2&$B47),\"\"),\"\")","v":""},{"$f":"IF($B47<>\"\",IF(INDIRECT(\"Measures!\"&M$2&$B47)<>\"\",INDIRECT(\"Measures!\"&M$2&$B47),\"\"),\"\")","v":""},{"$f":"IF($B47<>\"\",IF(INDIRECT(\"Measures!\"&N$2&$B47)<>\"\",INDIRECT(\"Measures!\"&N$2&$B47),\"\"),\"\")","v":""},{"$f":"IF($B47<>\"\",IF(INDIRECT(\"Measures!\"&O$2&$B47)<>\"\",INDIRECT(\"Measures!\"&O$2&$B47),\"\"),\"\")","v":""},{"$f":"IF($B47<>\"\",IF(INDIRECT(\"Measures!\"&P$2&$B47)<>\"\",INDIRECT(\"Measures!\"&P$2&$B47),\"\"),\"\")","v":""},{"$f":"IF($B47<>\"\",IF(INDIRECT(\"Measures!\"&Q$2&$B47)<>\"\",INDIRECT(\"Measures!\"&Q$2&$B47),\"\"),\"\")","v":""},{"$f":"IF($B47<>\"\",IF(INDIRECT(\"Measures!\"&R$2&$B47)<>\"\",INDIRECT(\"Measures!\"&R$2&$B47),\"\"),\"\")","v":""},{"$f":"IF($B47<>\"\",IF(INDIRECT(\"Measures!\"&S$2&$B47)<>\"\",INDIRECT(\"Measures!\"&S$2&$B47),\"\"),\"\")","v":""},{"$f":"IF($B47<>\"\",IF(INDIRECT(\"Measures!\"&T$2&$B47)<>\"\",INDIRECT(\"Measures!\"&T$2&$B47),\"\"),\"\")","v":""},{"$f":"IF($B47<>\"\",IF(INDIRECT(\"Measures!\"&U$2&$B47)<>\"\",INDIRECT(\"Measures!\"&U$2&$B47),\"\"),\"\")","v":""},{"$f":"IF($B47<>\"\",IF(INDIRECT(\"Measures!\"&V$2&$B47)<>\"\",INDIRECT(\"Measures!\"&V$2&$B47),\"\"),\"\")","v":""},{"$f":"IF($B47<>\"\",IF(INDIRECT(\"Measures!\"&W$2&$B47)<>\"\",INDIRECT(\"Measures!\"&W$2&$B47),\"\"),\"\")","v":""},{"$f":"IF($B47<>\"\",IF(INDIRECT(\"Measures!\"&X$2&$B47)<>\"\",INDIRECT(\"Measures!\"&X$2&$B47),\"\"),\"\")","v":""},{"$f":"IF($B47<>\"\",IF(INDIRECT(\"Measures!\"&Y$2&$B47)<>\"\",INDIRECT(\"Measures!\"&Y$2&$B47),\"\"),\"\")","v":""},{"$f":"IF($B47<>\"\",IF(INDIRECT(\"Measures!\"&Z$2&$B47)<>\"\",INDIRECT(\"Measures!\"&Z$2&$B47),\"\"),\"\")","v":""},{"$f":"IF($B47<>\"\",IF(INDIRECT(\"Measures!\"&AA$2&$B47)<>\"\",INDIRECT(\"Measures!\"&AA$2&$B47),\"\"),\"\")","v":""},{"$f":"IF($B47<>\"\",IF(INDIRECT(\"Measures!\"&AB$2&$B47)<>\"\",INDIRECT(\"Measures!\"&AB$2&$B47),\"\"),\"\")","v":""},{"$f":"IF($B47<>\"\",IF(INDIRECT(\"Measures!\"&AC$2&$B47)<>\"\",INDIRECT(\"Measures!\"&AC$2&$B47),\"\"),\"\")","v":""},{"$f":"IF($B47<>\"\",IF(INDIRECT(\"Measures!\"&AD$2&$B47)<>\"\",INDIRECT(\"Measures!\"&AD$2&$B47),\"\"),\"\")","v":""},{"$f":"IF($B47<>\"\",IF(INDIRECT(\"Measures!\"&AE$2&$B47)<>\"\",INDIRECT(\"Measures!\"&AE$2&$B47),\"\"),\"\")","v":""},{"$f":"IF($B47<>\"\",IF(INDIRECT(\"Measures!\"&AF$2&$B47)<>\"\",INDIRECT(\"Measures!\"&AF$2&$B47),\"\"),\"\")","v":""},{"$f":"IF($B47<>\"\",IF(INDIRECT(\"Measures!\"&AG$2&$B47)<>\"\",INDIRECT(\"Measures!\"&AG$2&$B47),\"\"),\"\")","v":""},{"$f":"IF($B47<>\"\",IF(INDIRECT(\"Measures!\"&AH$2&$B47)<>\"\",INDIRECT(\"Measures!\"&AH$2&$B47),\"\"),\"\")","v":""},{"$f":"INDEX('Measure Descriptions'!$A$10:$A$46,MATCH(Map_Elec_Fin[[#This Row],[Measure]],'Measure Descriptions'!$B$10:$B$46,0))","v":""},{"$f":"IF($B47<>\"\",IF(VLOOKUP(Map_Elec_Fin[[#This Row],[Measure]],'Measure Descriptions'!$B$10:$H$46,AJ$2,FALSE)<>\"\",VLOOKUP(Map_Elec_Fin[[#This Row],[Measure]],'Measure Descriptions'!$B$10:$H$46,AJ$2,FALSE),\"\"),\"\")","v":""},{"$f":"IF($B47<>\"\",IF(VLOOKUP(Map_Elec_Fin[[#This Row],[Measure]],'Measure Descriptions'!$B$10:$H$46,AK$2,FALSE)<>\"\",VLOOKUP(Map_Elec_Fin[[#This Row],[Measure]],'Measure Descriptions'!$B$10:$H$46,AK$2,FALSE),\"\"),\"\")","v":""},{"$f":"IF($B47<>\"\",IF(VLOOKUP(Map_Elec_Fin[[#This Row],[Measure]],'Measure Descriptions'!$B$10:$H$46,AL$2,FALSE)<>\"\",VLOOKUP(Map_Elec_Fin[[#This Row],[Measure]],'Measure Descriptions'!$B$10:$H$46,AL$2,FALSE),\"\"),\"\")","v":""},{"$f":"IF($B47<>\"\",IF(VLOOKUP(Map_Elec_Fin[[#This Row],[Measure]],'Measure Descriptions'!$B$10:$H$46,AM$2,FALSE)<>\"\",VLOOKUP(Map_Elec_Fin[[#This Row],[Measure]],'Measure Descriptions'!$B$10:$H$46,AM$2,FALSE),\"\"),\"\")","v":""},{"$f":"IF($B47<>\"\",IF(VLOOKUP(Map_Elec_Fin[[#This Row],[Measure]],'Measure Descriptions'!$B$10:$H$46,AN$2,FALSE)<>\"\",VLOOKUP(Map_Elec_Fin[[#This Row],[Measure]],'Measure Descriptions'!$B$10:$H$46,AN$2,FALSE),\"\"),\"\")","v":""},{"$f":"IF($B47<>\"\",IF(VLOOKUP(Map_Elec_Fin[[#This Row],[Measure]],'Measure Descriptions'!$B$10:$H$46,AO$2,FALSE)<>\"\",VLOOKUP(Map_Elec_Fin[[#This Row],[Measure]],'Measure Descriptions'!$B$10:$H$46,AO$2,FALSE),\"\"),\"\")","v":""},{"$f":"IF($B47<>\"\",IF(INDIRECT(\"Measures!\"&AP$2&$B47)<>\"\",INDIRECT(\"Measures!\"&AP$2&$B47),\"\"),\"\")","v":""},null,null,null,null,null,null,null,null,null,null,null,"","",{"$f":"IF($BA47<>\"\",IF(INDIRECT(\"Measures!\"&BD$2&$BA47)<>\"\",INDIRECT(\"Measures!\"&BD$2&$BA47),\"\"),\"\")","v":""},{"$f":"IF($BA47<>\"\",IF(INDIRECT(\"Measures!\"&BE$2&$BA47)<>\"\",INDIRECT(\"Measures!\"&BE$2&$BA47),\"\"),\"\")","v":""},{"$f":"IF($BA47<>\"\",IF(INDIRECT(\"Measures!\"&BF$2&$BA47)<>\"\",INDIRECT(\"Measures!\"&BF$2&$BA47),\"\"),\"\")","v":""},{"$f":"IF($BA47<>\"\",IF(INDIRECT(\"Measures!\"&BG$2&$BA47)<>\"\",INDIRECT(\"Measures!\"&BG$2&$BA47),\"\"),\"\")","v":""},{"$f":"IF($BA47<>\"\",IF(INDIRECT(\"Measures!\"&BH$2&$BA47)<>\"\",INDIRECT(\"Measures!\"&BH$2&$BA47),\"\"),\"\")","v":""},{"$f":"IF($BA47<>\"\",IF(INDIRECT(\"Measures!\"&BI$2&$BA47)<>\"\",INDIRECT(\"Measures!\"&BI$2&$BA47),\"\"),\"\")","v":""},{"$f":"IF($BA47<>\"\",IF(INDIRECT(\"Measures!\"&BJ$2&$BA47)<>\"\",INDIRECT(\"Measures!\"&BJ$2&$BA47),\"\"),\"\")","v":""},{"$f":"IF($BA47<>\"\",IF(INDIRECT(\"Measures!\"&BK$2&$BA47)<>\"\",INDIRECT(\"Measures!\"&BK$2&$BA47),\"\"),\"\")","v":""},{"$f":"IF($BA47<>\"\",IF(INDIRECT(\"Measures!\"&BL$2&$BA47)<>\"\",INDIRECT(\"Measures!\"&BL$2&$BA47),\"\"),\"\")","v":""},{"$f":"IF($BA47<>\"\",IF(INDIRECT(\"Measures!\"&BM$2&$BA47)<>\"\",INDIRECT(\"Measures!\"&BM$2&$BA47),\"\"),\"\")","v":""},{"$f":"IF($BA47<>\"\",IF(INDIRECT(\"Measures!\"&BN$2&$BA47)<>\"\",INDIRECT(\"Measures!\"&BN$2&$BA47),\"\"),\"\")","v":""},{"$f":"IF($BA47<>\"\",IF(INDIRECT(\"Measures!\"&BO$2&$BA47)<>\"\",INDIRECT(\"Measures!\"&BO$2&$BA47),\"\"),\"\")","v":""},{"$f":"IF($BA47<>\"\",IF(INDIRECT(\"Measures!\"&BP$2&$BA47)<>\"\",INDIRECT(\"Measures!\"&BP$2&$BA47),\"\"),\"\")","v":""},{"$f":"IF($BA47<>\"\",IF(INDIRECT(\"Measures!\"&BQ$2&$BA47)<>\"\",INDIRECT(\"Measures!\"&BQ$2&$BA47),\"\"),\"\")","v":""},{"$f":"IF($BA47<>\"\",IF(INDIRECT(\"Measures!\"&BR$2&$BA47)<>\"\",INDIRECT(\"Measures!\"&BR$2&$BA47),\"\"),\"\")","v":""},{"$f":"IF($BA47<>\"\",IF(INDIRECT(\"Measures!\"&BS$2&$BA47)<>\"\",INDIRECT(\"Measures!\"&BS$2&$BA47),\"\"),\"\")","v":""},{"$f":"IF($BA47<>\"\",IF(INDIRECT(\"Measures!\"&BT$2&$BA47)<>\"\",INDIRECT(\"Measures!\"&BT$2&$BA47),\"\"),\"\")","v":""},{"$f":"IF($BA47<>\"\",IF(INDIRECT(\"Measures!\"&BU$2&$BA47)<>\"\",INDIRECT(\"Measures!\"&BU$2&$BA47),\"\"),\"\")","v":""},{"$f":"IF($BA47<>\"\",IF(INDIRECT(\"Measures!\"&BV$2&$BA47)<>\"\",INDIRECT(\"Measures!\"&BV$2&$BA47),\"\"),\"\")","v":""},{"$f":"IF($BA47<>\"\",IF(INDIRECT(\"Measures!\"&BW$2&$BA47)<>\"\",INDIRECT(\"Measures!\"&BW$2&$BA47),\"\"),\"\")","v":""},{"$f":"IF($BA47<>\"\",IF(INDIRECT(\"Measures!\"&BX$2&$BA47)<>\"\",INDIRECT(\"Measures!\"&BX$2&$BA47),\"\"),\"\")","v":""},{"$f":"IF($BA47<>\"\",IF(INDIRECT(\"Measures!\"&BY$2&$BA47)<>\"\",INDIRECT(\"Measures!\"&BY$2&$BA47),\"\"),\"\")","v":""},{"$f":"IF($BA47<>\"\",IF(INDIRECT(\"Measures!\"&BZ$2&$BA47)<>\"\",INDIRECT(\"Measures!\"&BZ$2&$BA47),\"\"),\"\")","v":""},{"$f":"IF($BA47<>\"\",IF(INDIRECT(\"Measures!\"&CA$2&$BA47)<>\"\",INDIRECT(\"Measures!\"&CA$2&$BA47),\"\"),\"\")","v":""},{"$f":"IF($BA47<>\"\",IF(INDIRECT(\"Measures!\"&CB$2&$BA47)<>\"\",INDIRECT(\"Measures!\"&CB$2&$BA47),\"\"),\"\")","v":""},{"$f":"IF($BA47<>\"\",IF(INDIRECT(\"Measures!\"&CC$2&$BA47)<>\"\",INDIRECT(\"Measures!\"&CC$2&$BA47),\"\"),\"\")","v":""},{"$f":"IF($BA47<>\"\",IF(INDIRECT(\"Measures!\"&CD$2&$BA47)<>\"\",INDIRECT(\"Measures!\"&CD$2&$BA47),\"\"),\"\")","v":""},{"$f":"IF($BA47<>\"\",IF(INDIRECT(\"Measures!\"&CE$2&$BA47)<>\"\",INDIRECT(\"Measures!\"&CE$2&$BA47),\"\"),\"\")","v":""},{"$f":"IF($BA47<>\"\",IF(INDIRECT(\"Measures!\"&CF$2&$BA47)<>\"\",INDIRECT(\"Measures!\"&CF$2&$BA47),\"\"),\"\")","v":""},{"$f":"IF($BA47<>\"\",IF(INDIRECT(\"Measures!\"&CG$2&$BA47)<>\"\",INDIRECT(\"Measures!\"&CG$2&$BA47),\"\"),\"\")","v":""},{"$f":"INDEX('Measure Descriptions'!$A$10:$A$46,MATCH(Map_Gas_Fin[[#This Row],[Measure]],'Measure Descriptions'!$B$10:$B$46,0))","v":""},{"$f":"IF($BA47<>\"\",IF(VLOOKUP(Map_Gas_Fin[[#This Row],[Measure]],'Measure Descriptions'!$B$10:$H$46,CI$2,FALSE)<>\"\",VLOOKUP(Map_Gas_Fin[[#This Row],[Measure]],'Measure Descriptions'!$B$10:$H$46,CI$2,FALSE),\"\"),\"\")","v":""},{"$f":"IF($BA47<>\"\",IF(VLOOKUP(Map_Gas_Fin[[#This Row],[Measure]],'Measure Descriptions'!$B$10:$H$46,CJ$2,FALSE)<>\"\",VLOOKUP(Map_Gas_Fin[[#This Row],[Measure]],'Measure Descriptions'!$B$10:$H$46,CJ$2,FALSE),\"\"),\"\")","v":""},{"$f":"IF($BA47<>\"\",IF(VLOOKUP(Map_Gas_Fin[[#This Row],[Measure]],'Measure Descriptions'!$B$10:$H$46,CK$2,FALSE)<>\"\",VLOOKUP(Map_Gas_Fin[[#This Row],[Measure]],'Measure Descriptions'!$B$10:$H$46,CK$2,FALSE),\"\"),\"\")","v":""},{"$f":"IF($BA47<>\"\",IF(VLOOKUP(Map_Gas_Fin[[#This Row],[Measure]],'Measure Descriptions'!$B$10:$H$46,CL$2,FALSE)<>\"\",VLOOKUP(Map_Gas_Fin[[#This Row],[Measure]],'Measure Descriptions'!$B$10:$H$46,CL$2,FALSE),\"\"),\"\")","v":""},{"$f":"IF($BA47<>\"\",IF(VLOOKUP(Map_Gas_Fin[[#This Row],[Measure]],'Measure Descriptions'!$B$10:$H$46,CM$2,FALSE)<>\"\",VLOOKUP(Map_Gas_Fin[[#This Row],[Measure]],'Measure Descriptions'!$B$10:$H$46,CM$2,FALSE),\"\"),\"\")","v":""},{"$f":"IF($BA47<>\"\",IF(VLOOKUP(Map_Gas_Fin[[#This Row],[Measure]],'Measure Descriptions'!$B$10:$H$46,CN$2,FALSE)<>\"\",VLOOKUP(Map_Gas_Fin[[#This Row],[Measure]],'Measure Descriptions'!$B$10:$H$46,CN$2,FALSE),\"\"),\"\")","v":""},{"$f":"IF($BA47<>\"\",IF(INDIRECT(\"Measures!\"&CO$2&$BA47)<>\"\",INDIRECT(\"Measures!\"&CO$2&$BA47),\"\"),\"\")","v":""}]
[null,null,"","",{"$f":"IF($B48<>\"\",IF(INDIRECT(\"Measures!\"&E$2&$B48)<>\"\",INDIRECT(\"Measures!\"&E$2&$B48),\"\"),\"\")","v":""},{"$f":"IF($B48<>\"\",IF(INDIRECT(\"Measures!\"&F$2&$B48)<>\"\",INDIRECT(\"Measures!\"&F$2&$B48),\"\"),\"\")","v":""},{"$f":"IF($B48<>\"\",IF(INDIRECT(\"Measures!\"&G$2&$B48)<>\"\",INDIRECT(\"Measures!\"&G$2&$B48),\"\"),\"\")","v":""},{"$f":"IF($B48<>\"\",IF(INDIRECT(\"Measures!\"&H$2&$B48)<>\"\",INDIRECT(\"Measures!\"&H$2&$B48),\"\"),\"\")","v":""},{"$f":"IF($B48<>\"\",IF(INDIRECT(\"Measures!\"&I$2&$B48)<>\"\",INDIRECT(\"Measures!\"&I$2&$B48),\"\"),\"\")","v":""},{"$f":"IF($B48<>\"\",IF(INDIRECT(\"Measures!\"&J$2&$B48)<>\"\",INDIRECT(\"Measures!\"&J$2&$B48),\"\"),\"\")","v":""},{"$f":"IF($B48<>\"\",IF(INDIRECT(\"Measures!\"&K$2&$B48)<>\"\",INDIRECT(\"Measures!\"&K$2&$B48),\"\"),\"\")","v":""},{"$f":"IF($B48<>\"\",IF(INDIRECT(\"Measures!\"&L$2&$B48)<>\"\",INDIRECT(\"Measures!\"&L$2&$B48),\"\"),\"\")","v":""},{"$f":"IF($B48<>\"\",IF(INDIRECT(\"Measures!\"&M$2&$B48)<>\"\",INDIRECT(\"Measures!\"&M$2&$B48),\"\"),\"\")","v":""},{"$f":"IF($B48<>\"\",IF(INDIRECT(\"Measures!\"&N$2&$B48)<>\"\",INDIRECT(\"Measures!\"&N$2&$B48),\"\"),\"\")","v":""},{"$f":"IF($B48<>\"\",IF(INDIRECT(\"Measures!\"&O$2&$B48)<>\"\",INDIRECT(\"Measures!\"&O$2&$B48),\"\"),\"\")","v":""},{"$f":"IF($B48<>\"\",IF(INDIRECT(\"Measures!\"&P$2&$B48)<>\"\",INDIRECT(\"Measures!\"&P$2&$B48),\"\"),\"\")","v":""},{"$f":"IF($B48<>\"\",IF(INDIRECT(\"Measures!\"&Q$2&$B48)<>\"\",INDIRECT(\"Measures!\"&Q$2&$B48),\"\"),\"\")","v":""},{"$f":"IF($B48<>\"\",IF(INDIRECT(\"Measures!\"&R$2&$B48)<>\"\",INDIRECT(\"Measures!\"&R$2&$B48),\"\"),\"\")","v":""},{"$f":"IF($B48<>\"\",IF(INDIRECT(\"Measures!\"&S$2&$B48)<>\"\",INDIRECT(\"Measures!\"&S$2&$B48),\"\"),\"\")","v":""},{"$f":"IF($B48<>\"\",IF(INDIRECT(\"Measures!\"&T$2&$B48)<>\"\",INDIRECT(\"Measures!\"&T$2&$B48),\"\"),\"\")","v":""},{"$f":"IF($B48<>\"\",IF(INDIRECT(\"Measures!\"&U$2&$B48)<>\"\",INDIRECT(\"Measures!\"&U$2&$B48),\"\"),\"\")","v":""},{"$f":"IF($B48<>\"\",IF(INDIRECT(\"Measures!\"&V$2&$B48)<>\"\",INDIRECT(\"Measures!\"&V$2&$B48),\"\"),\"\")","v":""},{"$f":"IF($B48<>\"\",IF(INDIRECT(\"Measures!\"&W$2&$B48)<>\"\",INDIRECT(\"Measures!\"&W$2&$B48),\"\"),\"\")","v":""},{"$f":"IF($B48<>\"\",IF(INDIRECT(\"Measures!\"&X$2&$B48)<>\"\",INDIRECT(\"Measures!\"&X$2&$B48),\"\"),\"\")","v":""},{"$f":"IF($B48<>\"\",IF(INDIRECT(\"Measures!\"&Y$2&$B48)<>\"\",INDIRECT(\"Measures!\"&Y$2&$B48),\"\"),\"\")","v":""},{"$f":"IF($B48<>\"\",IF(INDIRECT(\"Measures!\"&Z$2&$B48)<>\"\",INDIRECT(\"Measures!\"&Z$2&$B48),\"\"),\"\")","v":""},{"$f":"IF($B48<>\"\",IF(INDIRECT(\"Measures!\"&AA$2&$B48)<>\"\",INDIRECT(\"Measures!\"&AA$2&$B48),\"\"),\"\")","v":""},{"$f":"IF($B48<>\"\",IF(INDIRECT(\"Measures!\"&AB$2&$B48)<>\"\",INDIRECT(\"Measures!\"&AB$2&$B48),\"\"),\"\")","v":""},{"$f":"IF($B48<>\"\",IF(INDIRECT(\"Measures!\"&AC$2&$B48)<>\"\",INDIRECT(\"Measures!\"&AC$2&$B48),\"\"),\"\")","v":""},{"$f":"IF($B48<>\"\",IF(INDIRECT(\"Measures!\"&AD$2&$B48)<>\"\",INDIRECT(\"Measures!\"&AD$2&$B48),\"\"),\"\")","v":""},{"$f":"IF($B48<>\"\",IF(INDIRECT(\"Measures!\"&AE$2&$B48)<>\"\",INDIRECT(\"Measures!\"&AE$2&$B48),\"\"),\"\")","v":""},{"$f":"IF($B48<>\"\",IF(INDIRECT(\"Measures!\"&AF$2&$B48)<>\"\",INDIRECT(\"Measures!\"&AF$2&$B48),\"\"),\"\")","v":""},{"$f":"IF($B48<>\"\",IF(INDIRECT(\"Measures!\"&AG$2&$B48)<>\"\",INDIRECT(\"Measures!\"&AG$2&$B48),\"\"),\"\")","v":""},{"$f":"IF($B48<>\"\",IF(INDIRECT(\"Measures!\"&AH$2&$B48)<>\"\",INDIRECT(\"Measures!\"&AH$2&$B48),\"\"),\"\")","v":""},{"$f":"INDEX('Measure Descriptions'!$A$10:$A$46,MATCH(Map_Elec_Fin[[#This Row],[Measure]],'Measure Descriptions'!$B$10:$B$46,0))","v":""},{"$f":"IF($B48<>\"\",IF(VLOOKUP(Map_Elec_Fin[[#This Row],[Measure]],'Measure Descriptions'!$B$10:$H$46,AJ$2,FALSE)<>\"\",VLOOKUP(Map_Elec_Fin[[#This Row],[Measure]],'Measure Descriptions'!$B$10:$H$46,AJ$2,FALSE),\"\"),\"\")","v":""},{"$f":"IF($B48<>\"\",IF(VLOOKUP(Map_Elec_Fin[[#This Row],[Measure]],'Measure Descriptions'!$B$10:$H$46,AK$2,FALSE)<>\"\",VLOOKUP(Map_Elec_Fin[[#This Row],[Measure]],'Measure Descriptions'!$B$10:$H$46,AK$2,FALSE),\"\"),\"\")","v":""},{"$f":"IF($B48<>\"\",IF(VLOOKUP(Map_Elec_Fin[[#This Row],[Measure]],'Measure Descriptions'!$B$10:$H$46,AL$2,FALSE)<>\"\",VLOOKUP(Map_Elec_Fin[[#This Row],[Measure]],'Measure Descriptions'!$B$10:$H$46,AL$2,FALSE),\"\"),\"\")","v":""},{"$f":"IF($B48<>\"\",IF(VLOOKUP(Map_Elec_Fin[[#This Row],[Measure]],'Measure Descriptions'!$B$10:$H$46,AM$2,FALSE)<>\"\",VLOOKUP(Map_Elec_Fin[[#This Row],[Measure]],'Measure Descriptions'!$B$10:$H$46,AM$2,FALSE),\"\"),\"\")","v":""},{"$f":"IF($B48<>\"\",IF(VLOOKUP(Map_Elec_Fin[[#This Row],[Measure]],'Measure Descriptions'!$B$10:$H$46,AN$2,FALSE)<>\"\",VLOOKUP(Map_Elec_Fin[[#This Row],[Measure]],'Measure Descriptions'!$B$10:$H$46,AN$2,FALSE),\"\"),\"\")","v":""},{"$f":"IF($B48<>\"\",IF(VLOOKUP(Map_Elec_Fin[[#This Row],[Measure]],'Measure Descriptions'!$B$10:$H$46,AO$2,FALSE)<>\"\",VLOOKUP(Map_Elec_Fin[[#This Row],[Measure]],'Measure Descriptions'!$B$10:$H$46,AO$2,FALSE),\"\"),\"\")","v":""},{"$f":"IF($B48<>\"\",IF(INDIRECT(\"Measures!\"&AP$2&$B48)<>\"\",INDIRECT(\"Measures!\"&AP$2&$B48),\"\"),\"\")","v":""},null,null,null,null,null,null,null,null,null,null,null,"","",{"$f":"IF($BA48<>\"\",IF(INDIRECT(\"Measures!\"&BD$2&$BA48)<>\"\",INDIRECT(\"Measures!\"&BD$2&$BA48),\"\"),\"\")","v":""},{"$f":"IF($BA48<>\"\",IF(INDIRECT(\"Measures!\"&BE$2&$BA48)<>\"\",INDIRECT(\"Measures!\"&BE$2&$BA48),\"\"),\"\")","v":""},{"$f":"IF($BA48<>\"\",IF(INDIRECT(\"Measures!\"&BF$2&$BA48)<>\"\",INDIRECT(\"Measures!\"&BF$2&$BA48),\"\"),\"\")","v":""},{"$f":"IF($BA48<>\"\",IF(INDIRECT(\"Measures!\"&BG$2&$BA48)<>\"\",INDIRECT(\"Measures!\"&BG$2&$BA48),\"\"),\"\")","v":""},{"$f":"IF($BA48<>\"\",IF(INDIRECT(\"Measures!\"&BH$2&$BA48)<>\"\",INDIRECT(\"Measures!\"&BH$2&$BA48),\"\"),\"\")","v":""},{"$f":"IF($BA48<>\"\",IF(INDIRECT(\"Measures!\"&BI$2&$BA48)<>\"\",INDIRECT(\"Measures!\"&BI$2&$BA48),\"\"),\"\")","v":""},{"$f":"IF($BA48<>\"\",IF(INDIRECT(\"Measures!\"&BJ$2&$BA48)<>\"\",INDIRECT(\"Measures!\"&BJ$2&$BA48),\"\"),\"\")","v":""},{"$f":"IF($BA48<>\"\",IF(INDIRECT(\"Measures!\"&BK$2&$BA48)<>\"\",INDIRECT(\"Measures!\"&BK$2&$BA48),\"\"),\"\")","v":""},{"$f":"IF($BA48<>\"\",IF(INDIRECT(\"Measures!\"&BL$2&$BA48)<>\"\",INDIRECT(\"Measures!\"&BL$2&$BA48),\"\"),\"\")","v":""},{"$f":"IF($BA48<>\"\",IF(INDIRECT(\"Measures!\"&BM$2&$BA48)<>\"\",INDIRECT(\"Measures!\"&BM$2&$BA48),\"\"),\"\")","v":""},{"$f":"IF($BA48<>\"\",IF(INDIRECT(\"Measures!\"&BN$2&$BA48)<>\"\",INDIRECT(\"Measures!\"&BN$2&$BA48),\"\"),\"\")","v":""},{"$f":"IF($BA48<>\"\",IF(INDIRECT(\"Measures!\"&BO$2&$BA48)<>\"\",INDIRECT(\"Measures!\"&BO$2&$BA48),\"\"),\"\")","v":""},{"$f":"IF($BA48<>\"\",IF(INDIRECT(\"Measures!\"&BP$2&$BA48)<>\"\",INDIRECT(\"Measures!\"&BP$2&$BA48),\"\"),\"\")","v":""},{"$f":"IF($BA48<>\"\",IF(INDIRECT(\"Measures!\"&BQ$2&$BA48)<>\"\",INDIRECT(\"Measures!\"&BQ$2&$BA48),\"\"),\"\")","v":""},{"$f":"IF($BA48<>\"\",IF(INDIRECT(\"Measures!\"&BR$2&$BA48)<>\"\",INDIRECT(\"Measures!\"&BR$2&$BA48),\"\"),\"\")","v":""},{"$f":"IF($BA48<>\"\",IF(INDIRECT(\"Measures!\"&BS$2&$BA48)<>\"\",INDIRECT(\"Measures!\"&BS$2&$BA48),\"\"),\"\")","v":""},{"$f":"IF($BA48<>\"\",IF(INDIRECT(\"Measures!\"&BT$2&$BA48)<>\"\",INDIRECT(\"Measures!\"&BT$2&$BA48),\"\"),\"\")","v":""},{"$f":"IF($BA48<>\"\",IF(INDIRECT(\"Measures!\"&BU$2&$BA48)<>\"\",INDIRECT(\"Measures!\"&BU$2&$BA48),\"\"),\"\")","v":""},{"$f":"IF($BA48<>\"\",IF(INDIRECT(\"Measures!\"&BV$2&$BA48)<>\"\",INDIRECT(\"Measures!\"&BV$2&$BA48),\"\"),\"\")","v":""},{"$f":"IF($BA48<>\"\",IF(INDIRECT(\"Measures!\"&BW$2&$BA48)<>\"\",INDIRECT(\"Measures!\"&BW$2&$BA48),\"\"),\"\")","v":""},{"$f":"IF($BA48<>\"\",IF(INDIRECT(\"Measures!\"&BX$2&$BA48)<>\"\",INDIRECT(\"Measures!\"&BX$2&$BA48),\"\"),\"\")","v":""},{"$f":"IF($BA48<>\"\",IF(INDIRECT(\"Measures!\"&BY$2&$BA48)<>\"\",INDIRECT(\"Measures!\"&BY$2&$BA48),\"\"),\"\")","v":""},{"$f":"IF($BA48<>\"\",IF(INDIRECT(\"Measures!\"&BZ$2&$BA48)<>\"\",INDIRECT(\"Measures!\"&BZ$2&$BA48),\"\"),\"\")","v":""},{"$f":"IF($BA48<>\"\",IF(INDIRECT(\"Measures!\"&CA$2&$BA48)<>\"\",INDIRECT(\"Measures!\"&CA$2&$BA48),\"\"),\"\")","v":""},{"$f":"IF($BA48<>\"\",IF(INDIRECT(\"Measures!\"&CB$2&$BA48)<>\"\",INDIRECT(\"Measures!\"&CB$2&$BA48),\"\"),\"\")","v":""},{"$f":"IF($BA48<>\"\",IF(INDIRECT(\"Measures!\"&CC$2&$BA48)<>\"\",INDIRECT(\"Measures!\"&CC$2&$BA48),\"\"),\"\")","v":""},{"$f":"IF($BA48<>\"\",IF(INDIRECT(\"Measures!\"&CD$2&$BA48)<>\"\",INDIRECT(\"Measures!\"&CD$2&$BA48),\"\"),\"\")","v":""},{"$f":"IF($BA48<>\"\",IF(INDIRECT(\"Measures!\"&CE$2&$BA48)<>\"\",INDIRECT(\"Measures!\"&CE$2&$BA48),\"\"),\"\")","v":""},{"$f":"IF($BA48<>\"\",IF(INDIRECT(\"Measures!\"&CF$2&$BA48)<>\"\",INDIRECT(\"Measures!\"&CF$2&$BA48),\"\"),\"\")","v":""},{"$f":"IF($BA48<>\"\",IF(INDIRECT(\"Measures!\"&CG$2&$BA48)<>\"\",INDIRECT(\"Measures!\"&CG$2&$BA48),\"\"),\"\")","v":""},{"$f":"INDEX('Measure Descriptions'!$A$10:$A$46,MATCH(Map_Gas_Fin[[#This Row],[Measure]],'Measure Descriptions'!$B$10:$B$46,0))","v":""},{"$f":"IF($BA48<>\"\",IF(VLOOKUP(Map_Gas_Fin[[#This Row],[Measure]],'Measure Descriptions'!$B$10:$H$46,CI$2,FALSE)<>\"\",VLOOKUP(Map_Gas_Fin[[#This Row],[Measure]],'Measure Descriptions'!$B$10:$H$46,CI$2,FALSE),\"\"),\"\")","v":""},{"$f":"IF($BA48<>\"\",IF(VLOOKUP(Map_Gas_Fin[[#This Row],[Measure]],'Measure Descriptions'!$B$10:$H$46,CJ$2,FALSE)<>\"\",VLOOKUP(Map_Gas_Fin[[#This Row],[Measure]],'Measure Descriptions'!$B$10:$H$46,CJ$2,FALSE),\"\"),\"\")","v":""},{"$f":"IF($BA48<>\"\",IF(VLOOKUP(Map_Gas_Fin[[#This Row],[Measure]],'Measure Descriptions'!$B$10:$H$46,CK$2,FALSE)<>\"\",VLOOKUP(Map_Gas_Fin[[#This Row],[Measure]],'Measure Descriptions'!$B$10:$H$46,CK$2,FALSE),\"\"),\"\")","v":""},{"$f":"IF($BA48<>\"\",IF(VLOOKUP(Map_Gas_Fin[[#This Row],[Measure]],'Measure Descriptions'!$B$10:$H$46,CL$2,FALSE)<>\"\",VLOOKUP(Map_Gas_Fin[[#This Row],[Measure]],'Measure Descriptions'!$B$10:$H$46,CL$2,FALSE),\"\"),\"\")","v":""},{"$f":"IF($BA48<>\"\",IF(VLOOKUP(Map_Gas_Fin[[#This Row],[Measure]],'Measure Descriptions'!$B$10:$H$46,CM$2,FALSE)<>\"\",VLOOKUP(Map_Gas_Fin[[#This Row],[Measure]],'Measure Descriptions'!$B$10:$H$46,CM$2,FALSE),\"\"),\"\")","v":""},{"$f":"IF($BA48<>\"\",IF(VLOOKUP(Map_Gas_Fin[[#This Row],[Measure]],'Measure Descriptions'!$B$10:$H$46,CN$2,FALSE)<>\"\",VLOOKUP(Map_Gas_Fin[[#This Row],[Measure]],'Measure Descriptions'!$B$10:$H$46,CN$2,FALSE),\"\"),\"\")","v":""},{"$f":"IF($BA48<>\"\",IF(INDIRECT(\"Measures!\"&CO$2&$BA48)<>\"\",INDIRECT(\"Measures!\"&CO$2&$BA48),\"\"),\"\")","v":""}]
[null,null,"","",{"$f":"IF($B49<>\"\",IF(INDIRECT(\"Measures!\"&E$2&$B49)<>\"\",INDIRECT(\"Measures!\"&E$2&$B49),\"\"),\"\")","v":""},{"$f":"IF($B49<>\"\",IF(INDIRECT(\"Measures!\"&F$2&$B49)<>\"\",INDIRECT(\"Measures!\"&F$2&$B49),\"\"),\"\")","v":""},{"$f":"IF($B49<>\"\",IF(INDIRECT(\"Measures!\"&G$2&$B49)<>\"\",INDIRECT(\"Measures!\"&G$2&$B49),\"\"),\"\")","v":""},{"$f":"IF($B49<>\"\",IF(INDIRECT(\"Measures!\"&H$2&$B49)<>\"\",INDIRECT(\"Measures!\"&H$2&$B49),\"\"),\"\")","v":""},{"$f":"IF($B49<>\"\",IF(INDIRECT(\"Measures!\"&I$2&$B49)<>\"\",INDIRECT(\"Measures!\"&I$2&$B49),\"\"),\"\")","v":""},{"$f":"IF($B49<>\"\",IF(INDIRECT(\"Measures!\"&J$2&$B49)<>\"\",INDIRECT(\"Measures!\"&J$2&$B49),\"\"),\"\")","v":""},{"$f":"IF($B49<>\"\",IF(INDIRECT(\"Measures!\"&K$2&$B49)<>\"\",INDIRECT(\"Measures!\"&K$2&$B49),\"\"),\"\")","v":""},{"$f":"IF($B49<>\"\",IF(INDIRECT(\"Measures!\"&L$2&$B49)<>\"\",INDIRECT(\"Measures!\"&L$2&$B49),\"\"),\"\")","v":""},{"$f":"IF($B49<>\"\",IF(INDIRECT(\"Measures!\"&M$2&$B49)<>\"\",INDIRECT(\"Measures!\"&M$2&$B49),\"\"),\"\")","v":""},{"$f":"IF($B49<>\"\",IF(INDIRECT(\"Measures!\"&N$2&$B49)<>\"\",INDIRECT(\"Measures!\"&N$2&$B49),\"\"),\"\")","v":""},{"$f":"IF($B49<>\"\",IF(INDIRECT(\"Measures!\"&O$2&$B49)<>\"\",INDIRECT(\"Measures!\"&O$2&$B49),\"\"),\"\")","v":""},{"$f":"IF($B49<>\"\",IF(INDIRECT(\"Measures!\"&P$2&$B49)<>\"\",INDIRECT(\"Measures!\"&P$2&$B49),\"\"),\"\")","v":""},{"$f":"IF($B49<>\"\",IF(INDIRECT(\"Measures!\"&Q$2&$B49)<>\"\",INDIRECT(\"Measures!\"&Q$2&$B49),\"\"),\"\")","v":""},{"$f":"IF($B49<>\"\",IF(INDIRECT(\"Measures!\"&R$2&$B49)<>\"\",INDIRECT(\"Measures!\"&R$2&$B49),\"\"),\"\")","v":""},{"$f":"IF($B49<>\"\",IF(INDIRECT(\"Measures!\"&S$2&$B49)<>\"\",INDIRECT(\"Measures!\"&S$2&$B49),\"\"),\"\")","v":""},{"$f":"IF($B49<>\"\",IF(INDIRECT(\"Measures!\"&T$2&$B49)<>\"\",INDIRECT(\"Measures!\"&T$2&$B49),\"\"),\"\")","v":""},{"$f":"IF($B49<>\"\",IF(INDIRECT(\"Measures!\"&U$2&$B49)<>\"\",INDIRECT(\"Measures!\"&U$2&$B49),\"\"),\"\")","v":""},{"$f":"IF($B49<>\"\",IF(INDIRECT(\"Measures!\"&V$2&$B49)<>\"\",INDIRECT(\"Measures!\"&V$2&$B49),\"\"),\"\")","v":""},{"$f":"IF($B49<>\"\",IF(INDIRECT(\"Measures!\"&W$2&$B49)<>\"\",INDIRECT(\"Measures!\"&W$2&$B49),\"\"),\"\")","v":""},{"$f":"IF($B49<>\"\",IF(INDIRECT(\"Measures!\"&X$2&$B49)<>\"\",INDIRECT(\"Measures!\"&X$2&$B49),\"\"),\"\")","v":""},{"$f":"IF($B49<>\"\",IF(INDIRECT(\"Measures!\"&Y$2&$B49)<>\"\",INDIRECT(\"Measures!\"&Y$2&$B49),\"\"),\"\")","v":""},{"$f":"IF($B49<>\"\",IF(INDIRECT(\"Measures!\"&Z$2&$B49)<>\"\",INDIRECT(\"Measures!\"&Z$2&$B49),\"\"),\"\")","v":""},{"$f":"IF($B49<>\"\",IF(INDIRECT(\"Measures!\"&AA$2&$B49)<>\"\",INDIRECT(\"Measures!\"&AA$2&$B49),\"\"),\"\")","v":""},{"$f":"IF($B49<>\"\",IF(INDIRECT(\"Measures!\"&AB$2&$B49)<>\"\",INDIRECT(\"Measures!\"&AB$2&$B49),\"\"),\"\")","v":""},{"$f":"IF($B49<>\"\",IF(INDIRECT(\"Measures!\"&AC$2&$B49)<>\"\",INDIRECT(\"Measures!\"&AC$2&$B49),\"\"),\"\")","v":""},{"$f":"IF($B49<>\"\",IF(INDIRECT(\"Measures!\"&AD$2&$B49)<>\"\",INDIRECT(\"Measures!\"&AD$2&$B49),\"\"),\"\")","v":""},{"$f":"IF($B49<>\"\",IF(INDIRECT(\"Measures!\"&AE$2&$B49)<>\"\",INDIRECT(\"Measures!\"&AE$2&$B49),\"\"),\"\")","v":""},{"$f":"IF($B49<>\"\",IF(INDIRECT(\"Measures!\"&AF$2&$B49)<>\"\",INDIRECT(\"Measures!\"&AF$2&$B49),\"\"),\"\")","v":""},{"$f":"IF($B49<>\"\",IF(INDIRECT(\"Measures!\"&AG$2&$B49)<>\"\",INDIRECT(\"Measures!\"&AG$2&$B49),\"\"),\"\")","v":""},{"$f":"IF($B49<>\"\",IF(INDIRECT(\"Measures!\"&AH$2&$B49)<>\"\",INDIRECT(\"Measures!\"&AH$2&$B49),\"\"),\"\")","v":""},{"$f":"INDEX('Measure Descriptions'!$A$10:$A$46,MATCH(Map_Elec_Fin[[#This Row],[Measure]],'Measure Descriptions'!$B$10:$B$46,0))","v":""},{"$f":"IF($B49<>\"\",IF(VLOOKUP(Map_Elec_Fin[[#This Row],[Measure]],'Measure Descriptions'!$B$10:$H$46,AJ$2,FALSE)<>\"\",VLOOKUP(Map_Elec_Fin[[#This Row],[Measure]],'Measure Descriptions'!$B$10:$H$46,AJ$2,FALSE),\"\"),\"\")","v":""},{"$f":"IF($B49<>\"\",IF(VLOOKUP(Map_Elec_Fin[[#This Row],[Measure]],'Measure Descriptions'!$B$10:$H$46,AK$2,FALSE)<>\"\",VLOOKUP(Map_Elec_Fin[[#This Row],[Measure]],'Measure Descriptions'!$B$10:$H$46,AK$2,FALSE),\"\"),\"\")","v":""},{"$f":"IF($B49<>\"\",IF(VLOOKUP(Map_Elec_Fin[[#This Row],[Measure]],'Measure Descriptions'!$B$10:$H$46,AL$2,FALSE)<>\"\",VLOOKUP(Map_Elec_Fin[[#This Row],[Measure]],'Measure Descriptions'!$B$10:$H$46,AL$2,FALSE),\"\"),\"\")","v":""},{"$f":"IF($B49<>\"\",IF(VLOOKUP(Map_Elec_Fin[[#This Row],[Measure]],'Measure Descriptions'!$B$10:$H$46,AM$2,FALSE)<>\"\",VLOOKUP(Map_Elec_Fin[[#This Row],[Measure]],'Measure Descriptions'!$B$10:$H$46,AM$2,FALSE),\"\"),\"\")","v":""},{"$f":"IF($B49<>\"\",IF(VLOOKUP(Map_Elec_Fin[[#This Row],[Measure]],'Measure Descriptions'!$B$10:$H$46,AN$2,FALSE)<>\"\",VLOOKUP(Map_Elec_Fin[[#This Row],[Measure]],'Measure Descriptions'!$B$10:$H$46,AN$2,FALSE),\"\"),\"\")","v":""},{"$f":"IF($B49<>\"\",IF(VLOOKUP(Map_Elec_Fin[[#This Row],[Measure]],'Measure Descriptions'!$B$10:$H$46,AO$2,FALSE)<>\"\",VLOOKUP(Map_Elec_Fin[[#This Row],[Measure]],'Measure Descriptions'!$B$10:$H$46,AO$2,FALSE),\"\"),\"\")","v":""},{"$f":"IF($B49<>\"\",IF(INDIRECT(\"Measures!\"&AP$2&$B49)<>\"\",INDIRECT(\"Measures!\"&AP$2&$B49),\"\"),\"\")","v":""},null,null,null,null,null,null,null,null,null,null,null,"","",{"$f":"IF($BA49<>\"\",IF(INDIRECT(\"Measures!\"&BD$2&$BA49)<>\"\",INDIRECT(\"Measures!\"&BD$2&$BA49),\"\"),\"\")","v":""},{"$f":"IF($BA49<>\"\",IF(INDIRECT(\"Measures!\"&BE$2&$BA49)<>\"\",INDIRECT(\"Measures!\"&BE$2&$BA49),\"\"),\"\")","v":""},{"$f":"IF($BA49<>\"\",IF(INDIRECT(\"Measures!\"&BF$2&$BA49)<>\"\",INDIRECT(\"Measures!\"&BF$2&$BA49),\"\"),\"\")","v":""},{"$f":"IF($BA49<>\"\",IF(INDIRECT(\"Measures!\"&BG$2&$BA49)<>\"\",INDIRECT(\"Measures!\"&BG$2&$BA49),\"\"),\"\")","v":""},{"$f":"IF($BA49<>\"\",IF(INDIRECT(\"Measures!\"&BH$2&$BA49)<>\"\",INDIRECT(\"Measures!\"&BH$2&$BA49),\"\"),\"\")","v":""},{"$f":"IF($BA49<>\"\",IF(INDIRECT(\"Measures!\"&BI$2&$BA49)<>\"\",INDIRECT(\"Measures!\"&BI$2&$BA49),\"\"),\"\")","v":""},{"$f":"IF($BA49<>\"\",IF(INDIRECT(\"Measures!\"&BJ$2&$BA49)<>\"\",INDIRECT(\"Measures!\"&BJ$2&$BA49),\"\"),\"\")","v":""},{"$f":"IF($BA49<>\"\",IF(INDIRECT(\"Measures!\"&BK$2&$BA49)<>\"\",INDIRECT(\"Measures!\"&BK$2&$BA49),\"\"),\"\")","v":""},{"$f":"IF($BA49<>\"\",IF(INDIRECT(\"Measures!\"&BL$2&$BA49)<>\"\",INDIRECT(\"Measures!\"&BL$2&$BA49),\"\"),\"\")","v":""},{"$f":"IF($BA49<>\"\",IF(INDIRECT(\"Measures!\"&BM$2&$BA49)<>\"\",INDIRECT(\"Measures!\"&BM$2&$BA49),\"\"),\"\")","v":""},{"$f":"IF($BA49<>\"\",IF(INDIRECT(\"Measures!\"&BN$2&$BA49)<>\"\",INDIRECT(\"Measures!\"&BN$2&$BA49),\"\"),\"\")","v":""},{"$f":"IF($BA49<>\"\",IF(INDIRECT(\"Measures!\"&BO$2&$BA49)<>\"\",INDIRECT(\"Measures!\"&BO$2&$BA49),\"\"),\"\")","v":""},{"$f":"IF($BA49<>\"\",IF(INDIRECT(\"Measures!\"&BP$2&$BA49)<>\"\",INDIRECT(\"Measures!\"&BP$2&$BA49),\"\"),\"\")","v":""},{"$f":"IF($BA49<>\"\",IF(INDIRECT(\"Measures!\"&BQ$2&$BA49)<>\"\",INDIRECT(\"Measures!\"&BQ$2&$BA49),\"\"),\"\")","v":""},{"$f":"IF($BA49<>\"\",IF(INDIRECT(\"Measures!\"&BR$2&$BA49)<>\"\",INDIRECT(\"Measures!\"&BR$2&$BA49),\"\"),\"\")","v":""},{"$f":"IF($BA49<>\"\",IF(INDIRECT(\"Measures!\"&BS$2&$BA49)<>\"\",INDIRECT(\"Measures!\"&BS$2&$BA49),\"\"),\"\")","v":""},{"$f":"IF($BA49<>\"\",IF(INDIRECT(\"Measures!\"&BT$2&$BA49)<>\"\",INDIRECT(\"Measures!\"&BT$2&$BA49),\"\"),\"\")","v":""},{"$f":"IF($BA49<>\"\",IF(INDIRECT(\"Measures!\"&BU$2&$BA49)<>\"\",INDIRECT(\"Measures!\"&BU$2&$BA49),\"\"),\"\")","v":""},{"$f":"IF($BA49<>\"\",IF(INDIRECT(\"Measures!\"&BV$2&$BA49)<>\"\",INDIRECT(\"Measures!\"&BV$2&$BA49),\"\"),\"\")","v":""},{"$f":"IF($BA49<>\"\",IF(INDIRECT(\"Measures!\"&BW$2&$BA49)<>\"\",INDIRECT(\"Measures!\"&BW$2&$BA49),\"\"),\"\")","v":""},{"$f":"IF($BA49<>\"\",IF(INDIRECT(\"Measures!\"&BX$2&$BA49)<>\"\",INDIRECT(\"Measures!\"&BX$2&$BA49),\"\"),\"\")","v":""},{"$f":"IF($BA49<>\"\",IF(INDIRECT(\"Measures!\"&BY$2&$BA49)<>\"\",INDIRECT(\"Measures!\"&BY$2&$BA49),\"\"),\"\")","v":""},{"$f":"IF($BA49<>\"\",IF(INDIRECT(\"Measures!\"&BZ$2&$BA49)<>\"\",INDIRECT(\"Measures!\"&BZ$2&$BA49),\"\"),\"\")","v":""},{"$f":"IF($BA49<>\"\",IF(INDIRECT(\"Measures!\"&CA$2&$BA49)<>\"\",INDIRECT(\"Measures!\"&CA$2&$BA49),\"\"),\"\")","v":""},{"$f":"IF($BA49<>\"\",IF(INDIRECT(\"Measures!\"&CB$2&$BA49)<>\"\",INDIRECT(\"Measures!\"&CB$2&$BA49),\"\"),\"\")","v":""},{"$f":"IF($BA49<>\"\",IF(INDIRECT(\"Measures!\"&CC$2&$BA49)<>\"\",INDIRECT(\"Measures!\"&CC$2&$BA49),\"\"),\"\")","v":""},{"$f":"IF($BA49<>\"\",IF(INDIRECT(\"Measures!\"&CD$2&$BA49)<>\"\",INDIRECT(\"Measures!\"&CD$2&$BA49),\"\"),\"\")","v":""},{"$f":"IF($BA49<>\"\",IF(INDIRECT(\"Measures!\"&CE$2&$BA49)<>\"\",INDIRECT(\"Measures!\"&CE$2&$BA49),\"\"),\"\")","v":""},{"$f":"IF($BA49<>\"\",IF(INDIRECT(\"Measures!\"&CF$2&$BA49)<>\"\",INDIRECT(\"Measures!\"&CF$2&$BA49),\"\"),\"\")","v":""},{"$f":"IF($BA49<>\"\",IF(INDIRECT(\"Measures!\"&CG$2&$BA49)<>\"\",INDIRECT(\"Measures!\"&CG$2&$BA49),\"\"),\"\")","v":""},{"$f":"INDEX('Measure Descriptions'!$A$10:$A$46,MATCH(Map_Gas_Fin[[#This Row],[Measure]],'Measure Descriptions'!$B$10:$B$46,0))","v":""},{"$f":"IF($BA49<>\"\",IF(VLOOKUP(Map_Gas_Fin[[#This Row],[Measure]],'Measure Descriptions'!$B$10:$H$46,CI$2,FALSE)<>\"\",VLOOKUP(Map_Gas_Fin[[#This Row],[Measure]],'Measure Descriptions'!$B$10:$H$46,CI$2,FALSE),\"\"),\"\")","v":""},{"$f":"IF($BA49<>\"\",IF(VLOOKUP(Map_Gas_Fin[[#This Row],[Measure]],'Measure Descriptions'!$B$10:$H$46,CJ$2,FALSE)<>\"\",VLOOKUP(Map_Gas_Fin[[#This Row],[Measure]],'Measure Descriptions'!$B$10:$H$46,CJ$2,FALSE),\"\"),\"\")","v":""},{"$f":"IF($BA49<>\"\",IF(VLOOKUP(Map_Gas_Fin[[#This Row],[Measure]],'Measure Descriptions'!$B$10:$H$46,CK$2,FALSE)<>\"\",VLOOKUP(Map_Gas_Fin[[#This Row],[Measure]],'Measure Descriptions'!$B$10:$H$46,CK$2,FALSE),\"\"),\"\")","v":""},{"$f":"IF($BA49<>\"\",IF(VLOOKUP(Map_Gas_Fin[[#This Row],[Measure]],'Measure Descriptions'!$B$10:$H$46,CL$2,FALSE)<>\"\",VLOOKUP(Map_Gas_Fin[[#This Row],[Measure]],'Measure Descriptions'!$B$10:$H$46,CL$2,FALSE),\"\"),\"\")","v":""},{"$f":"IF($BA49<>\"\",IF(VLOOKUP(Map_Gas_Fin[[#This Row],[Measure]],'Measure Descriptions'!$B$10:$H$46,CM$2,FALSE)<>\"\",VLOOKUP(Map_Gas_Fin[[#This Row],[Measure]],'Measure Descriptions'!$B$10:$H$46,CM$2,FALSE),\"\"),\"\")","v":""},{"$f":"IF($BA49<>\"\",IF(VLOOKUP(Map_Gas_Fin[[#This Row],[Measure]],'Measure Descriptions'!$B$10:$H$46,CN$2,FALSE)<>\"\",VLOOKUP(Map_Gas_Fin[[#This Row],[Measure]],'Measure Descriptions'!$B$10:$H$46,CN$2,FALSE),\"\"),\"\")","v":""},{"$f":"IF($BA49<>\"\",IF(INDIRECT(\"Measures!\"&CO$2&$BA49)<>\"\",INDIRECT(\"Measures!\"&CO$2&$BA49),\"\"),\"\")","v":""}]
[null,null,"","",{"$f":"IF($B50<>\"\",IF(INDIRECT(\"Measures!\"&E$2&$B50)<>\"\",INDIRECT(\"Measures!\"&E$2&$B50),\"\"),\"\")","v":""},{"$f":"IF($B50<>\"\",IF(INDIRECT(\"Measures!\"&F$2&$B50)<>\"\",INDIRECT(\"Measures!\"&F$2&$B50),\"\"),\"\")","v":""},{"$f":"IF($B50<>\"\",IF(INDIRECT(\"Measures!\"&G$2&$B50)<>\"\",INDIRECT(\"Measures!\"&G$2&$B50),\"\"),\"\")","v":""},{"$f":"IF($B50<>\"\",IF(INDIRECT(\"Measures!\"&H$2&$B50)<>\"\",INDIRECT(\"Measures!\"&H$2&$B50),\"\"),\"\")","v":""},{"$f":"IF($B50<>\"\",IF(INDIRECT(\"Measures!\"&I$2&$B50)<>\"\",INDIRECT(\"Measures!\"&I$2&$B50),\"\"),\"\")","v":""},{"$f":"IF($B50<>\"\",IF(INDIRECT(\"Measures!\"&J$2&$B50)<>\"\",INDIRECT(\"Measures!\"&J$2&$B50),\"\"),\"\")","v":""},{"$f":"IF($B50<>\"\",IF(INDIRECT(\"Measures!\"&K$2&$B50)<>\"\",INDIRECT(\"Measures!\"&K$2&$B50),\"\"),\"\")","v":""},{"$f":"IF($B50<>\"\",IF(INDIRECT(\"Measures!\"&L$2&$B50)<>\"\",INDIRECT(\"Measures!\"&L$2&$B50),\"\"),\"\")","v":""},{"$f":"IF($B50<>\"\",IF(INDIRECT(\"Measures!\"&M$2&$B50)<>\"\",INDIRECT(\"Measures!\"&M$2&$B50),\"\"),\"\")","v":""},{"$f":"IF($B50<>\"\",IF(INDIRECT(\"Measures!\"&N$2&$B50)<>\"\",INDIRECT(\"Measures!\"&N$2&$B50),\"\"),\"\")","v":""},{"$f":"IF($B50<>\"\",IF(INDIRECT(\"Measures!\"&O$2&$B50)<>\"\",INDIRECT(\"Measures!\"&O$2&$B50),\"\"),\"\")","v":""},{"$f":"IF($B50<>\"\",IF(INDIRECT(\"Measures!\"&P$2&$B50)<>\"\",INDIRECT(\"Measures!\"&P$2&$B50),\"\"),\"\")","v":""},{"$f":"IF($B50<>\"\",IF(INDIRECT(\"Measures!\"&Q$2&$B50)<>\"\",INDIRECT(\"Measures!\"&Q$2&$B50),\"\"),\"\")","v":""},{"$f":"IF($B50<>\"\",IF(INDIRECT(\"Measures!\"&R$2&$B50)<>\"\",INDIRECT(\"Measures!\"&R$2&$B50),\"\"),\"\")","v":""},{"$f":"IF($B50<>\"\",IF(INDIRECT(\"Measures!\"&S$2&$B50)<>\"\",INDIRECT(\"Measures!\"&S$2&$B50),\"\"),\"\")","v":""},{"$f":"IF($B50<>\"\",IF(INDIRECT(\"Measures!\"&T$2&$B50)<>\"\",INDIRECT(\"Measures!\"&T$2&$B50),\"\"),\"\")","v":""},{"$f":"IF($B50<>\"\",IF(INDIRECT(\"Measures!\"&U$2&$B50)<>\"\",INDIRECT(\"Measures!\"&U$2&$B50),\"\"),\"\")","v":""},{"$f":"IF($B50<>\"\",IF(INDIRECT(\"Measures!\"&V$2&$B50)<>\"\",INDIRECT(\"Measures!\"&V$2&$B50),\"\"),\"\")","v":""},{"$f":"IF($B50<>\"\",IF(INDIRECT(\"Measures!\"&W$2&$B50)<>\"\",INDIRECT(\"Measures!\"&W$2&$B50),\"\"),\"\")","v":""},{"$f":"IF($B50<>\"\",IF(INDIRECT(\"Measures!\"&X$2&$B50)<>\"\",INDIRECT(\"Measures!\"&X$2&$B50),\"\"),\"\")","v":""},{"$f":"IF($B50<>\"\",IF(INDIRECT(\"Measures!\"&Y$2&$B50)<>\"\",INDIRECT(\"Measures!\"&Y$2&$B50),\"\"),\"\")","v":""},{"$f":"IF($B50<>\"\",IF(INDIRECT(\"Measures!\"&Z$2&$B50)<>\"\",INDIRECT(\"Measures!\"&Z$2&$B50),\"\"),\"\")","v":""},{"$f":"IF($B50<>\"\",IF(INDIRECT(\"Measures!\"&AA$2&$B50)<>\"\",INDIRECT(\"Measures!\"&AA$2&$B50),\"\"),\"\")","v":""},{"$f":"IF($B50<>\"\",IF(INDIRECT(\"Measures!\"&AB$2&$B50)<>\"\",INDIRECT(\"Measures!\"&AB$2&$B50),\"\"),\"\")","v":""},{"$f":"IF($B50<>\"\",IF(INDIRECT(\"Measures!\"&AC$2&$B50)<>\"\",INDIRECT(\"Measures!\"&AC$2&$B50),\"\"),\"\")","v":""},{"$f":"IF($B50<>\"\",IF(INDIRECT(\"Measures!\"&AD$2&$B50)<>\"\",INDIRECT(\"Measures!\"&AD$2&$B50),\"\"),\"\")","v":""},{"$f":"IF($B50<>\"\",IF(INDIRECT(\"Measures!\"&AE$2&$B50)<>\"\",INDIRECT(\"Measures!\"&AE$2&$B50),\"\"),\"\")","v":""},{"$f":"IF($B50<>\"\",IF(INDIRECT(\"Measures!\"&AF$2&$B50)<>\"\",INDIRECT(\"Measures!\"&AF$2&$B50),\"\"),\"\")","v":""},{"$f":"IF($B50<>\"\",IF(INDIRECT(\"Measures!\"&AG$2&$B50)<>\"\",INDIRECT(\"Measures!\"&AG$2&$B50),\"\"),\"\")","v":""},{"$f":"IF($B50<>\"\",IF(INDIRECT(\"Measures!\"&AH$2&$B50)<>\"\",INDIRECT(\"Measures!\"&AH$2&$B50),\"\"),\"\")","v":""},{"$f":"INDEX('Measure Descriptions'!$A$10:$A$46,MATCH(Map_Elec_Fin[[#This Row],[Measure]],'Measure Descriptions'!$B$10:$B$46,0))","v":""},{"$f":"IF($B50<>\"\",IF(VLOOKUP(Map_Elec_Fin[[#This Row],[Measure]],'Measure Descriptions'!$B$10:$H$46,AJ$2,FALSE)<>\"\",VLOOKUP(Map_Elec_Fin[[#This Row],[Measure]],'Measure Descriptions'!$B$10:$H$46,AJ$2,FALSE),\"\"),\"\")","v":""},{"$f":"IF($B50<>\"\",IF(VLOOKUP(Map_Elec_Fin[[#This Row],[Measure]],'Measure Descriptions'!$B$10:$H$46,AK$2,FALSE)<>\"\",VLOOKUP(Map_Elec_Fin[[#This Row],[Measure]],'Measure Descriptions'!$B$10:$H$46,AK$2,FALSE),\"\"),\"\")","v":""},{"$f":"IF($B50<>\"\",IF(VLOOKUP(Map_Elec_Fin[[#This Row],[Measure]],'Measure Descriptions'!$B$10:$H$46,AL$2,FALSE)<>\"\",VLOOKUP(Map_Elec_Fin[[#This Row],[Measure]],'Measure Descriptions'!$B$10:$H$46,AL$2,FALSE),\"\"),\"\")","v":""},{"$f":"IF($B50<>\"\",IF(VLOOKUP(Map_Elec_Fin[[#This Row],[Measure]],'Measure Descriptions'!$B$10:$H$46,AM$2,FALSE)<>\"\",VLOOKUP(Map_Elec_Fin[[#This Row],[Measure]],'Measure Descriptions'!$B$10:$H$46,AM$2,FALSE),\"\"),\"\")","v":""},{"$f":"IF($B50<>\"\",IF(VLOOKUP(Map_Elec_Fin[[#This Row],[Measure]],'Measure Descriptions'!$B$10:$H$46,AN$2,FALSE)<>\"\",VLOOKUP(Map_Elec_Fin[[#This Row],[Measure]],'Measure Descriptions'!$B$10:$H$46,AN$2,FALSE),\"\"),\"\")","v":""},{"$f":"IF($B50<>\"\",IF(VLOOKUP(Map_Elec_Fin[[#This Row],[Measure]],'Measure Descriptions'!$B$10:$H$46,AO$2,FALSE)<>\"\",VLOOKUP(Map_Elec_Fin[[#This Row],[Measure]],'Measure Descriptions'!$B$10:$H$46,AO$2,FALSE),\"\"),\"\")","v":""},{"$f":"IF($B50<>\"\",IF(INDIRECT(\"Measures!\"&AP$2&$B50)<>\"\",INDIRECT(\"Measures!\"&AP$2&$B50),\"\"),\"\")","v":""},null,null,null,null,null,null,null,null,null,null,null,"","",{"$f":"IF($BA50<>\"\",IF(INDIRECT(\"Measures!\"&BD$2&$BA50)<>\"\",INDIRECT(\"Measures!\"&BD$2&$BA50),\"\"),\"\")","v":""},{"$f":"IF($BA50<>\"\",IF(INDIRECT(\"Measures!\"&BE$2&$BA50)<>\"\",INDIRECT(\"Measures!\"&BE$2&$BA50),\"\"),\"\")","v":""},{"$f":"IF($BA50<>\"\",IF(INDIRECT(\"Measures!\"&BF$2&$BA50)<>\"\",INDIRECT(\"Measures!\"&BF$2&$BA50),\"\"),\"\")","v":""},{"$f":"IF($BA50<>\"\",IF(INDIRECT(\"Measures!\"&BG$2&$BA50)<>\"\",INDIRECT(\"Measures!\"&BG$2&$BA50),\"\"),\"\")","v":""},{"$f":"IF($BA50<>\"\",IF(INDIRECT(\"Measures!\"&BH$2&$BA50)<>\"\",INDIRECT(\"Measures!\"&BH$2&$BA50),\"\"),\"\")","v":""},{"$f":"IF($BA50<>\"\",IF(INDIRECT(\"Measures!\"&BI$2&$BA50)<>\"\",INDIRECT(\"Measures!\"&BI$2&$BA50),\"\"),\"\")","v":""},{"$f":"IF($BA50<>\"\",IF(INDIRECT(\"Measures!\"&BJ$2&$BA50)<>\"\",INDIRECT(\"Measures!\"&BJ$2&$BA50),\"\"),\"\")","v":""},{"$f":"IF($BA50<>\"\",IF(INDIRECT(\"Measures!\"&BK$2&$BA50)<>\"\",INDIRECT(\"Measures!\"&BK$2&$BA50),\"\"),\"\")","v":""},{"$f":"IF($BA50<>\"\",IF(INDIRECT(\"Measures!\"&BL$2&$BA50)<>\"\",INDIRECT(\"Measures!\"&BL$2&$BA50),\"\"),\"\")","v":""},{"$f":"IF($BA50<>\"\",IF(INDIRECT(\"Measures!\"&BM$2&$BA50)<>\"\",INDIRECT(\"Measures!\"&BM$2&$BA50),\"\"),\"\")","v":""},{"$f":"IF($BA50<>\"\",IF(INDIRECT(\"Measures!\"&BN$2&$BA50)<>\"\",INDIRECT(\"Measures!\"&BN$2&$BA50),\"\"),\"\")","v":""},{"$f":"IF($BA50<>\"\",IF(INDIRECT(\"Measures!\"&BO$2&$BA50)<>\"\",INDIRECT(\"Measures!\"&BO$2&$BA50),\"\"),\"\")","v":""},{"$f":"IF($BA50<>\"\",IF(INDIRECT(\"Measures!\"&BP$2&$BA50)<>\"\",INDIRECT(\"Measures!\"&BP$2&$BA50),\"\"),\"\")","v":""},{"$f":"IF($BA50<>\"\",IF(INDIRECT(\"Measures!\"&BQ$2&$BA50)<>\"\",INDIRECT(\"Measures!\"&BQ$2&$BA50),\"\"),\"\")","v":""},{"$f":"IF($BA50<>\"\",IF(INDIRECT(\"Measures!\"&BR$2&$BA50)<>\"\",INDIRECT(\"Measures!\"&BR$2&$BA50),\"\"),\"\")","v":""},{"$f":"IF($BA50<>\"\",IF(INDIRECT(\"Measures!\"&BS$2&$BA50)<>\"\",INDIRECT(\"Measures!\"&BS$2&$BA50),\"\"),\"\")","v":""},{"$f":"IF($BA50<>\"\",IF(INDIRECT(\"Measures!\"&BT$2&$BA50)<>\"\",INDIRECT(\"Measures!\"&BT$2&$BA50),\"\"),\"\")","v":""},{"$f":"IF($BA50<>\"\",IF(INDIRECT(\"Measures!\"&BU$2&$BA50)<>\"\",INDIRECT(\"Measures!\"&BU$2&$BA50),\"\"),\"\")","v":""},{"$f":"IF($BA50<>\"\",IF(INDIRECT(\"Measures!\"&BV$2&$BA50)<>\"\",INDIRECT(\"Measures!\"&BV$2&$BA50),\"\"),\"\")","v":""},{"$f":"IF($BA50<>\"\",IF(INDIRECT(\"Measures!\"&BW$2&$BA50)<>\"\",INDIRECT(\"Measures!\"&BW$2&$BA50),\"\"),\"\")","v":""},{"$f":"IF($BA50<>\"\",IF(INDIRECT(\"Measures!\"&BX$2&$BA50)<>\"\",INDIRECT(\"Measures!\"&BX$2&$BA50),\"\"),\"\")","v":""},{"$f":"IF($BA50<>\"\",IF(INDIRECT(\"Measures!\"&BY$2&$BA50)<>\"\",INDIRECT(\"Measures!\"&BY$2&$BA50),\"\"),\"\")","v":""},{"$f":"IF($BA50<>\"\",IF(INDIRECT(\"Measures!\"&BZ$2&$BA50)<>\"\",INDIRECT(\"Measures!\"&BZ$2&$BA50),\"\"),\"\")","v":""},{"$f":"IF($BA50<>\"\",IF(INDIRECT(\"Measures!\"&CA$2&$BA50)<>\"\",INDIRECT(\"Measures!\"&CA$2&$BA50),\"\"),\"\")","v":""},{"$f":"IF($BA50<>\"\",IF(INDIRECT(\"Measures!\"&CB$2&$BA50)<>\"\",INDIRECT(\"Measures!\"&CB$2&$BA50),\"\"),\"\")","v":""},{"$f":"IF($BA50<>\"\",IF(INDIRECT(\"Measures!\"&CC$2&$BA50)<>\"\",INDIRECT(\"Measures!\"&CC$2&$BA50),\"\"),\"\")","v":""},{"$f":"IF($BA50<>\"\",IF(INDIRECT(\"Measures!\"&CD$2&$BA50)<>\"\",INDIRECT(\"Measures!\"&CD$2&$BA50),\"\"),\"\")","v":""},{"$f":"IF($BA50<>\"\",IF(INDIRECT(\"Measures!\"&CE$2&$BA50)<>\"\",INDIRECT(\"Measures!\"&CE$2&$BA50),\"\"),\"\")","v":""},{"$f":"IF($BA50<>\"\",IF(INDIRECT(\"Measures!\"&CF$2&$BA50)<>\"\",INDIRECT(\"Measures!\"&CF$2&$BA50),\"\"),\"\")","v":""},{"$f":"IF($BA50<>\"\",IF(INDIRECT(\"Measures!\"&CG$2&$BA50)<>\"\",INDIRECT(\"Measures!\"&CG$2&$BA50),\"\"),\"\")","v":""},{"$f":"INDEX('Measure Descriptions'!$A$10:$A$46,MATCH(Map_Gas_Fin[[#This Row],[Measure]],'Measure Descriptions'!$B$10:$B$46,0))","v":""},{"$f":"IF($BA50<>\"\",IF(VLOOKUP(Map_Gas_Fin[[#This Row],[Measure]],'Measure Descriptions'!$B$10:$H$46,CI$2,FALSE)<>\"\",VLOOKUP(Map_Gas_Fin[[#This Row],[Measure]],'Measure Descriptions'!$B$10:$H$46,CI$2,FALSE),\"\"),\"\")","v":""},{"$f":"IF($BA50<>\"\",IF(VLOOKUP(Map_Gas_Fin[[#This Row],[Measure]],'Measure Descriptions'!$B$10:$H$46,CJ$2,FALSE)<>\"\",VLOOKUP(Map_Gas_Fin[[#This Row],[Measure]],'Measure Descriptions'!$B$10:$H$46,CJ$2,FALSE),\"\"),\"\")","v":""},{"$f":"IF($BA50<>\"\",IF(VLOOKUP(Map_Gas_Fin[[#This Row],[Measure]],'Measure Descriptions'!$B$10:$H$46,CK$2,FALSE)<>\"\",VLOOKUP(Map_Gas_Fin[[#This Row],[Measure]],'Measure Descriptions'!$B$10:$H$46,CK$2,FALSE),\"\"),\"\")","v":""},{"$f":"IF($BA50<>\"\",IF(VLOOKUP(Map_Gas_Fin[[#This Row],[Measure]],'Measure Descriptions'!$B$10:$H$46,CL$2,FALSE)<>\"\",VLOOKUP(Map_Gas_Fin[[#This Row],[Measure]],'Measure Descriptions'!$B$10:$H$46,CL$2,FALSE),\"\"),\"\")","v":""},{"$f":"IF($BA50<>\"\",IF(VLOOKUP(Map_Gas_Fin[[#This Row],[Measure]],'Measure Descriptions'!$B$10:$H$46,CM$2,FALSE)<>\"\",VLOOKUP(Map_Gas_Fin[[#This Row],[Measure]],'Measure Descriptions'!$B$10:$H$46,CM$2,FALSE),\"\"),\"\")","v":""},{"$f":"IF($BA50<>\"\",IF(VLOOKUP(Map_Gas_Fin[[#This Row],[Measure]],'Measure Descriptions'!$B$10:$H$46,CN$2,FALSE)<>\"\",VLOOKUP(Map_Gas_Fin[[#This Row],[Measure]],'Measure Descriptions'!$B$10:$H$46,CN$2,FALSE),\"\"),\"\")","v":""},{"$f":"IF($BA50<>\"\",IF(INDIRECT(\"Measures!\"&CO$2&$BA50)<>\"\",INDIRECT(\"Measures!\"&CO$2&$BA50),\"\"),\"\")","v":""}]
[null,null,"","",{"$f":"IF($B51<>\"\",IF(INDIRECT(\"Measures!\"&E$2&$B51)<>\"\",INDIRECT(\"Measures!\"&E$2&$B51),\"\"),\"\")","v":""},{"$f":"IF($B51<>\"\",IF(INDIRECT(\"Measures!\"&F$2&$B51)<>\"\",INDIRECT(\"Measures!\"&F$2&$B51),\"\"),\"\")","v":""},{"$f":"IF($B51<>\"\",IF(INDIRECT(\"Measures!\"&G$2&$B51)<>\"\",INDIRECT(\"Measures!\"&G$2&$B51),\"\"),\"\")","v":""},{"$f":"IF($B51<>\"\",IF(INDIRECT(\"Measures!\"&H$2&$B51)<>\"\",INDIRECT(\"Measures!\"&H$2&$B51),\"\"),\"\")","v":""},{"$f":"IF($B51<>\"\",IF(INDIRECT(\"Measures!\"&I$2&$B51)<>\"\",INDIRECT(\"Measures!\"&I$2&$B51),\"\"),\"\")","v":""},{"$f":"IF($B51<>\"\",IF(INDIRECT(\"Measures!\"&J$2&$B51)<>\"\",INDIRECT(\"Measures!\"&J$2&$B51),\"\"),\"\")","v":""},{"$f":"IF($B51<>\"\",IF(INDIRECT(\"Measures!\"&K$2&$B51)<>\"\",INDIRECT(\"Measures!\"&K$2&$B51),\"\"),\"\")","v":""},{"$f":"IF($B51<>\"\",IF(INDIRECT(\"Measures!\"&L$2&$B51)<>\"\",INDIRECT(\"Measures!\"&L$2&$B51),\"\"),\"\")","v":""},{"$f":"IF($B51<>\"\",IF(INDIRECT(\"Measures!\"&M$2&$B51)<>\"\",INDIRECT(\"Measures!\"&M$2&$B51),\"\"),\"\")","v":""},{"$f":"IF($B51<>\"\",IF(INDIRECT(\"Measures!\"&N$2&$B51)<>\"\",INDIRECT(\"Measures!\"&N$2&$B51),\"\"),\"\")","v":""},{"$f":"IF($B51<>\"\",IF(INDIRECT(\"Measures!\"&O$2&$B51)<>\"\",INDIRECT(\"Measures!\"&O$2&$B51),\"\"),\"\")","v":""},{"$f":"IF($B51<>\"\",IF(INDIRECT(\"Measures!\"&P$2&$B51)<>\"\",INDIRECT(\"Measures!\"&P$2&$B51),\"\"),\"\")","v":""},{"$f":"IF($B51<>\"\",IF(INDIRECT(\"Measures!\"&Q$2&$B51)<>\"\",INDIRECT(\"Measures!\"&Q$2&$B51),\"\"),\"\")","v":""},{"$f":"IF($B51<>\"\",IF(INDIRECT(\"Measures!\"&R$2&$B51)<>\"\",INDIRECT(\"Measures!\"&R$2&$B51),\"\"),\"\")","v":""},{"$f":"IF($B51<>\"\",IF(INDIRECT(\"Measures!\"&S$2&$B51)<>\"\",INDIRECT(\"Measures!\"&S$2&$B51),\"\"),\"\")","v":""},{"$f":"IF($B51<>\"\",IF(INDIRECT(\"Measures!\"&T$2&$B51)<>\"\",INDIRECT(\"Measures!\"&T$2&$B51),\"\"),\"\")","v":""},{"$f":"IF($B51<>\"\",IF(INDIRECT(\"Measures!\"&U$2&$B51)<>\"\",INDIRECT(\"Measures!\"&U$2&$B51),\"\"),\"\")","v":""},{"$f":"IF($B51<>\"\",IF(INDIRECT(\"Measures!\"&V$2&$B51)<>\"\",INDIRECT(\"Measures!\"&V$2&$B51),\"\"),\"\")","v":""},{"$f":"IF($B51<>\"\",IF(INDIRECT(\"Measures!\"&W$2&$B51)<>\"\",INDIRECT(\"Measures!\"&W$2&$B51),\"\"),\"\")","v":""},{"$f":"IF($B51<>\"\",IF(INDIRECT(\"Measures!\"&X$2&$B51)<>\"\",INDIRECT(\"Measures!\"&X$2&$B51),\"\"),\"\")","v":""},{"$f":"IF($B51<>\"\",IF(INDIRECT(\"Measures!\"&Y$2&$B51)<>\"\",INDIRECT(\"Measures!\"&Y$2&$B51),\"\"),\"\")","v":""},{"$f":"IF($B51<>\"\",IF(INDIRECT(\"Measures!\"&Z$2&$B51)<>\"\",INDIRECT(\"Measures!\"&Z$2&$B51),\"\"),\"\")","v":""},{"$f":"IF($B51<>\"\",IF(INDIRECT(\"Measures!\"&AA$2&$B51)<>\"\",INDIRECT(\"Measures!\"&AA$2&$B51),\"\"),\"\")","v":""},{"$f":"IF($B51<>\"\",IF(INDIRECT(\"Measures!\"&AB$2&$B51)<>\"\",INDIRECT(\"Measures!\"&AB$2&$B51),\"\"),\"\")","v":""},{"$f":"IF($B51<>\"\",IF(INDIRECT(\"Measures!\"&AC$2&$B51)<>\"\",INDIRECT(\"Measures!\"&AC$2&$B51),\"\"),\"\")","v":""},{"$f":"IF($B51<>\"\",IF(INDIRECT(\"Measures!\"&AD$2&$B51)<>\"\",INDIRECT(\"Measures!\"&AD$2&$B51),\"\"),\"\")","v":""},{"$f":"IF($B51<>\"\",IF(INDIRECT(\"Measures!\"&AE$2&$B51)<>\"\",INDIRECT(\"Measures!\"&AE$2&$B51),\"\"),\"\")","v":""},{"$f":"IF($B51<>\"\",IF(INDIRECT(\"Measures!\"&AF$2&$B51)<>\"\",INDIRECT(\"Measures!\"&AF$2&$B51),\"\"),\"\")","v":""},{"$f":"IF($B51<>\"\",IF(INDIRECT(\"Measures!\"&AG$2&$B51)<>\"\",INDIRECT(\"Measures!\"&AG$2&$B51),\"\"),\"\")","v":""},{"$f":"IF($B51<>\"\",IF(INDIRECT(\"Measures!\"&AH$2&$B51)<>\"\",INDIRECT(\"Measures!\"&AH$2&$B51),\"\"),\"\")","v":""},{"$f":"INDEX('Measure Descriptions'!$A$10:$A$46,MATCH(Map_Elec_Fin[[#This Row],[Measure]],'Measure Descriptions'!$B$10:$B$46,0))","v":""},{"$f":"IF($B51<>\"\",IF(VLOOKUP(Map_Elec_Fin[[#This Row],[Measure]],'Measure Descriptions'!$B$10:$H$46,AJ$2,FALSE)<>\"\",VLOOKUP(Map_Elec_Fin[[#This Row],[Measure]],'Measure Descriptions'!$B$10:$H$46,AJ$2,FALSE),\"\"),\"\")","v":""},{"$f":"IF($B51<>\"\",IF(VLOOKUP(Map_Elec_Fin[[#This Row],[Measure]],'Measure Descriptions'!$B$10:$H$46,AK$2,FALSE)<>\"\",VLOOKUP(Map_Elec_Fin[[#This Row],[Measure]],'Measure Descriptions'!$B$10:$H$46,AK$2,FALSE),\"\"),\"\")","v":""},{"$f":"IF($B51<>\"\",IF(VLOOKUP(Map_Elec_Fin[[#This Row],[Measure]],'Measure Descriptions'!$B$10:$H$46,AL$2,FALSE)<>\"\",VLOOKUP(Map_Elec_Fin[[#This Row],[Measure]],'Measure Descriptions'!$B$10:$H$46,AL$2,FALSE),\"\"),\"\")","v":""},{"$f":"IF($B51<>\"\",IF(VLOOKUP(Map_Elec_Fin[[#This Row],[Measure]],'Measure Descriptions'!$B$10:$H$46,AM$2,FALSE)<>\"\",VLOOKUP(Map_Elec_Fin[[#This Row],[Measure]],'Measure Descriptions'!$B$10:$H$46,AM$2,FALSE),\"\"),\"\")","v":""},{"$f":"IF($B51<>\"\",IF(VLOOKUP(Map_Elec_Fin[[#This Row],[Measure]],'Measure Descriptions'!$B$10:$H$46,AN$2,FALSE)<>\"\",VLOOKUP(Map_Elec_Fin[[#This Row],[Measure]],'Measure Descriptions'!$B$10:$H$46,AN$2,FALSE),\"\"),\"\")","v":""},{"$f":"IF($B51<>\"\",IF(VLOOKUP(Map_Elec_Fin[[#This Row],[Measure]],'Measure Descriptions'!$B$10:$H$46,AO$2,FALSE)<>\"\",VLOOKUP(Map_Elec_Fin[[#This Row],[Measure]],'Measure Descriptions'!$B$10:$H$46,AO$2,FALSE),\"\"),\"\")","v":""},{"$f":"IF($B51<>\"\",IF(INDIRECT(\"Measures!\"&AP$2&$B51)<>\"\",INDIRECT(\"Measures!\"&AP$2&$B51),\"\"),\"\")","v":""},null,null,null,null,null,null,null,null,null,null,null,"","",{"$f":"IF($BA51<>\"\",IF(INDIRECT(\"Measures!\"&BD$2&$BA51)<>\"\",INDIRECT(\"Measures!\"&BD$2&$BA51),\"\"),\"\")","v":""},{"$f":"IF($BA51<>\"\",IF(INDIRECT(\"Measures!\"&BE$2&$BA51)<>\"\",INDIRECT(\"Measures!\"&BE$2&$BA51),\"\"),\"\")","v":""},{"$f":"IF($BA51<>\"\",IF(INDIRECT(\"Measures!\"&BF$2&$BA51)<>\"\",INDIRECT(\"Measures!\"&BF$2&$BA51),\"\"),\"\")","v":""},{"$f":"IF($BA51<>\"\",IF(INDIRECT(\"Measures!\"&BG$2&$BA51)<>\"\",INDIRECT(\"Measures!\"&BG$2&$BA51),\"\"),\"\")","v":""},{"$f":"IF($BA51<>\"\",IF(INDIRECT(\"Measures!\"&BH$2&$BA51)<>\"\",INDIRECT(\"Measures!\"&BH$2&$BA51),\"\"),\"\")","v":""},{"$f":"IF($BA51<>\"\",IF(INDIRECT(\"Measures!\"&BI$2&$BA51)<>\"\",INDIRECT(\"Measures!\"&BI$2&$BA51),\"\"),\"\")","v":""},{"$f":"IF($BA51<>\"\",IF(INDIRECT(\"Measures!\"&BJ$2&$BA51)<>\"\",INDIRECT(\"Measures!\"&BJ$2&$BA51),\"\"),\"\")","v":""},{"$f":"IF($BA51<>\"\",IF(INDIRECT(\"Measures!\"&BK$2&$BA51)<>\"\",INDIRECT(\"Measures!\"&BK$2&$BA51),\"\"),\"\")","v":""},{"$f":"IF($BA51<>\"\",IF(INDIRECT(\"Measures!\"&BL$2&$BA51)<>\"\",INDIRECT(\"Measures!\"&BL$2&$BA51),\"\"),\"\")","v":""},{"$f":"IF($BA51<>\"\",IF(INDIRECT(\"Measures!\"&BM$2&$BA51)<>\"\",INDIRECT(\"Measures!\"&BM$2&$BA51),\"\"),\"\")","v":""},{"$f":"IF($BA51<>\"\",IF(INDIRECT(\"Measures!\"&BN$2&$BA51)<>\"\",INDIRECT(\"Measures!\"&BN$2&$BA51),\"\"),\"\")","v":""},{"$f":"IF($BA51<>\"\",IF(INDIRECT(\"Measures!\"&BO$2&$BA51)<>\"\",INDIRECT(\"Measures!\"&BO$2&$BA51),\"\"),\"\")","v":""},{"$f":"IF($BA51<>\"\",IF(INDIRECT(\"Measures!\"&BP$2&$BA51)<>\"\",INDIRECT(\"Measures!\"&BP$2&$BA51),\"\"),\"\")","v":""},{"$f":"IF($BA51<>\"\",IF(INDIRECT(\"Measures!\"&BQ$2&$BA51)<>\"\",INDIRECT(\"Measures!\"&BQ$2&$BA51),\"\"),\"\")","v":""},{"$f":"IF($BA51<>\"\",IF(INDIRECT(\"Measures!\"&BR$2&$BA51)<>\"\",INDIRECT(\"Measures!\"&BR$2&$BA51),\"\"),\"\")","v":""},{"$f":"IF($BA51<>\"\",IF(INDIRECT(\"Measures!\"&BS$2&$BA51)<>\"\",INDIRECT(\"Measures!\"&BS$2&$BA51),\"\"),\"\")","v":""},{"$f":"IF($BA51<>\"\",IF(INDIRECT(\"Measures!\"&BT$2&$BA51)<>\"\",INDIRECT(\"Measures!\"&BT$2&$BA51),\"\"),\"\")","v":""},{"$f":"IF($BA51<>\"\",IF(INDIRECT(\"Measures!\"&BU$2&$BA51)<>\"\",INDIRECT(\"Measures!\"&BU$2&$BA51),\"\"),\"\")","v":""},{"$f":"IF($BA51<>\"\",IF(INDIRECT(\"Measures!\"&BV$2&$BA51)<>\"\",INDIRECT(\"Measures!\"&BV$2&$BA51),\"\"),\"\")","v":""},{"$f":"IF($BA51<>\"\",IF(INDIRECT(\"Measures!\"&BW$2&$BA51)<>\"\",INDIRECT(\"Measures!\"&BW$2&$BA51),\"\"),\"\")","v":""},{"$f":"IF($BA51<>\"\",IF(INDIRECT(\"Measures!\"&BX$2&$BA51)<>\"\",INDIRECT(\"Measures!\"&BX$2&$BA51),\"\"),\"\")","v":""},{"$f":"IF($BA51<>\"\",IF(INDIRECT(\"Measures!\"&BY$2&$BA51)<>\"\",INDIRECT(\"Measures!\"&BY$2&$BA51),\"\"),\"\")","v":""},{"$f":"IF($BA51<>\"\",IF(INDIRECT(\"Measures!\"&BZ$2&$BA51)<>\"\",INDIRECT(\"Measures!\"&BZ$2&$BA51),\"\"),\"\")","v":""},{"$f":"IF($BA51<>\"\",IF(INDIRECT(\"Measures!\"&CA$2&$BA51)<>\"\",INDIRECT(\"Measures!\"&CA$2&$BA51),\"\"),\"\")","v":""},{"$f":"IF($BA51<>\"\",IF(INDIRECT(\"Measures!\"&CB$2&$BA51)<>\"\",INDIRECT(\"Measures!\"&CB$2&$BA51),\"\"),\"\")","v":""},{"$f":"IF($BA51<>\"\",IF(INDIRECT(\"Measures!\"&CC$2&$BA51)<>\"\",INDIRECT(\"Measures!\"&CC$2&$BA51),\"\"),\"\")","v":""},{"$f":"IF($BA51<>\"\",IF(INDIRECT(\"Measures!\"&CD$2&$BA51)<>\"\",INDIRECT(\"Measures!\"&CD$2&$BA51),\"\"),\"\")","v":""},{"$f":"IF($BA51<>\"\",IF(INDIRECT(\"Measures!\"&CE$2&$BA51)<>\"\",INDIRECT(\"Measures!\"&CE$2&$BA51),\"\"),\"\")","v":""},{"$f":"IF($BA51<>\"\",IF(INDIRECT(\"Measures!\"&CF$2&$BA51)<>\"\",INDIRECT(\"Measures!\"&CF$2&$BA51),\"\"),\"\")","v":""},{"$f":"IF($BA51<>\"\",IF(INDIRECT(\"Measures!\"&CG$2&$BA51)<>\"\",INDIRECT(\"Measures!\"&CG$2&$BA51),\"\"),\"\")","v":""},{"$f":"INDEX('Measure Descriptions'!$A$10:$A$46,MATCH(Map_Gas_Fin[[#This Row],[Measure]],'Measure Descriptions'!$B$10:$B$46,0))","v":""},{"$f":"IF($BA51<>\"\",IF(VLOOKUP(Map_Gas_Fin[[#This Row],[Measure]],'Measure Descriptions'!$B$10:$H$46,CI$2,FALSE)<>\"\",VLOOKUP(Map_Gas_Fin[[#This Row],[Measure]],'Measure Descriptions'!$B$10:$H$46,CI$2,FALSE),\"\"),\"\")","v":""},{"$f":"IF($BA51<>\"\",IF(VLOOKUP(Map_Gas_Fin[[#This Row],[Measure]],'Measure Descriptions'!$B$10:$H$46,CJ$2,FALSE)<>\"\",VLOOKUP(Map_Gas_Fin[[#This Row],[Measure]],'Measure Descriptions'!$B$10:$H$46,CJ$2,FALSE),\"\"),\"\")","v":""},{"$f":"IF($BA51<>\"\",IF(VLOOKUP(Map_Gas_Fin[[#This Row],[Measure]],'Measure Descriptions'!$B$10:$H$46,CK$2,FALSE)<>\"\",VLOOKUP(Map_Gas_Fin[[#This Row],[Measure]],'Measure Descriptions'!$B$10:$H$46,CK$2,FALSE),\"\"),\"\")","v":""},{"$f":"IF($BA51<>\"\",IF(VLOOKUP(Map_Gas_Fin[[#This Row],[Measure]],'Measure Descriptions'!$B$10:$H$46,CL$2,FALSE)<>\"\",VLOOKUP(Map_Gas_Fin[[#This Row],[Measure]],'Measure Descriptions'!$B$10:$H$46,CL$2,FALSE),\"\"),\"\")","v":""},{"$f":"IF($BA51<>\"\",IF(VLOOKUP(Map_Gas_Fin[[#This Row],[Measure]],'Measure Descriptions'!$B$10:$H$46,CM$2,FALSE)<>\"\",VLOOKUP(Map_Gas_Fin[[#This Row],[Measure]],'Measure Descriptions'!$B$10:$H$46,CM$2,FALSE),\"\"),\"\")","v":""},{"$f":"IF($BA51<>\"\",IF(VLOOKUP(Map_Gas_Fin[[#This Row],[Measure]],'Measure Descriptions'!$B$10:$H$46,CN$2,FALSE)<>\"\",VLOOKUP(Map_Gas_Fin[[#This Row],[Measure]],'Measure Descriptions'!$B$10:$H$46,CN$2,FALSE),\"\"),\"\")","v":""},{"$f":"IF($BA51<>\"\",IF(INDIRECT(\"Measures!\"&CO$2&$BA51)<>\"\",INDIRECT(\"Measures!\"&CO$2&$BA51),\"\"),\"\")","v":""}]
[null,null,"","",{"$f":"IF($B52<>\"\",IF(INDIRECT(\"Measures!\"&E$2&$B52)<>\"\",INDIRECT(\"Measures!\"&E$2&$B52),\"\"),\"\")","v":""},{"$f":"IF($B52<>\"\",IF(INDIRECT(\"Measures!\"&F$2&$B52)<>\"\",INDIRECT(\"Measures!\"&F$2&$B52),\"\"),\"\")","v":""},{"$f":"IF($B52<>\"\",IF(INDIRECT(\"Measures!\"&G$2&$B52)<>\"\",INDIRECT(\"Measures!\"&G$2&$B52),\"\"),\"\")","v":""},{"$f":"IF($B52<>\"\",IF(INDIRECT(\"Measures!\"&H$2&$B52)<>\"\",INDIRECT(\"Measures!\"&H$2&$B52),\"\"),\"\")","v":""},{"$f":"IF($B52<>\"\",IF(INDIRECT(\"Measures!\"&I$2&$B52)<>\"\",INDIRECT(\"Measures!\"&I$2&$B52),\"\"),\"\")","v":""},{"$f":"IF($B52<>\"\",IF(INDIRECT(\"Measures!\"&J$2&$B52)<>\"\",INDIRECT(\"Measures!\"&J$2&$B52),\"\"),\"\")","v":""},{"$f":"IF($B52<>\"\",IF(INDIRECT(\"Measures!\"&K$2&$B52)<>\"\",INDIRECT(\"Measures!\"&K$2&$B52),\"\"),\"\")","v":""},{"$f":"IF($B52<>\"\",IF(INDIRECT(\"Measures!\"&L$2&$B52)<>\"\",INDIRECT(\"Measures!\"&L$2&$B52),\"\"),\"\")","v":""},{"$f":"IF($B52<>\"\",IF(INDIRECT(\"Measures!\"&M$2&$B52)<>\"\",INDIRECT(\"Measures!\"&M$2&$B52),\"\"),\"\")","v":""},{"$f":"IF($B52<>\"\",IF(INDIRECT(\"Measures!\"&N$2&$B52)<>\"\",INDIRECT(\"Measures!\"&N$2&$B52),\"\"),\"\")","v":""},{"$f":"IF($B52<>\"\",IF(INDIRECT(\"Measures!\"&O$2&$B52)<>\"\",INDIRECT(\"Measures!\"&O$2&$B52),\"\"),\"\")","v":""},{"$f":"IF($B52<>\"\",IF(INDIRECT(\"Measures!\"&P$2&$B52)<>\"\",INDIRECT(\"Measures!\"&P$2&$B52),\"\"),\"\")","v":""},{"$f":"IF($B52<>\"\",IF(INDIRECT(\"Measures!\"&Q$2&$B52)<>\"\",INDIRECT(\"Measures!\"&Q$2&$B52),\"\"),\"\")","v":""},{"$f":"IF($B52<>\"\",IF(INDIRECT(\"Measures!\"&R$2&$B52)<>\"\",INDIRECT(\"Measures!\"&R$2&$B52),\"\"),\"\")","v":""},{"$f":"IF($B52<>\"\",IF(INDIRECT(\"Measures!\"&S$2&$B52)<>\"\",INDIRECT(\"Measures!\"&S$2&$B52),\"\"),\"\")","v":""},{"$f":"IF($B52<>\"\",IF(INDIRECT(\"Measures!\"&T$2&$B52)<>\"\",INDIRECT(\"Measures!\"&T$2&$B52),\"\"),\"\")","v":""},{"$f":"IF($B52<>\"\",IF(INDIRECT(\"Measures!\"&U$2&$B52)<>\"\",INDIRECT(\"Measures!\"&U$2&$B52),\"\"),\"\")","v":""},{"$f":"IF($B52<>\"\",IF(INDIRECT(\"Measures!\"&V$2&$B52)<>\"\",INDIRECT(\"Measures!\"&V$2&$B52),\"\"),\"\")","v":""},{"$f":"IF($B52<>\"\",IF(INDIRECT(\"Measures!\"&W$2&$B52)<>\"\",INDIRECT(\"Measures!\"&W$2&$B52),\"\"),\"\")","v":""},{"$f":"IF($B52<>\"\",IF(INDIRECT(\"Measures!\"&X$2&$B52)<>\"\",INDIRECT(\"Measures!\"&X$2&$B52),\"\"),\"\")","v":""},{"$f":"IF($B52<>\"\",IF(INDIRECT(\"Measures!\"&Y$2&$B52)<>\"\",INDIRECT(\"Measures!\"&Y$2&$B52),\"\"),\"\")","v":""},{"$f":"IF($B52<>\"\",IF(INDIRECT(\"Measures!\"&Z$2&$B52)<>\"\",INDIRECT(\"Measures!\"&Z$2&$B52),\"\"),\"\")","v":""},{"$f":"IF($B52<>\"\",IF(INDIRECT(\"Measures!\"&AA$2&$B52)<>\"\",INDIRECT(\"Measures!\"&AA$2&$B52),\"\"),\"\")","v":""},{"$f":"IF($B52<>\"\",IF(INDIRECT(\"Measures!\"&AB$2&$B52)<>\"\",INDIRECT(\"Measures!\"&AB$2&$B52),\"\"),\"\")","v":""},{"$f":"IF($B52<>\"\",IF(INDIRECT(\"Measures!\"&AC$2&$B52)<>\"\",INDIRECT(\"Measures!\"&AC$2&$B52),\"\"),\"\")","v":""},{"$f":"IF($B52<>\"\",IF(INDIRECT(\"Measures!\"&AD$2&$B52)<>\"\",INDIRECT(\"Measures!\"&AD$2&$B52),\"\"),\"\")","v":""},{"$f":"IF($B52<>\"\",IF(INDIRECT(\"Measures!\"&AE$2&$B52)<>\"\",INDIRECT(\"Measures!\"&AE$2&$B52),\"\"),\"\")","v":""},{"$f":"IF($B52<>\"\",IF(INDIRECT(\"Measures!\"&AF$2&$B52)<>\"\",INDIRECT(\"Measures!\"&AF$2&$B52),\"\"),\"\")","v":""},{"$f":"IF($B52<>\"\",IF(INDIRECT(\"Measures!\"&AG$2&$B52)<>\"\",INDIRECT(\"Measures!\"&AG$2&$B52),\"\"),\"\")","v":""},{"$f":"IF($B52<>\"\",IF(INDIRECT(\"Measures!\"&AH$2&$B52)<>\"\",INDIRECT(\"Measures!\"&AH$2&$B52),\"\"),\"\")","v":""},{"$f":"INDEX('Measure Descriptions'!$A$10:$A$46,MATCH(Map_Elec_Fin[[#This Row],[Measure]],'Measure Descriptions'!$B$10:$B$46,0))","v":""},{"$f":"IF($B52<>\"\",IF(VLOOKUP(Map_Elec_Fin[[#This Row],[Measure]],'Measure Descriptions'!$B$10:$H$46,AJ$2,FALSE)<>\"\",VLOOKUP(Map_Elec_Fin[[#This Row],[Measure]],'Measure Descriptions'!$B$10:$H$46,AJ$2,FALSE),\"\"),\"\")","v":""},{"$f":"IF($B52<>\"\",IF(VLOOKUP(Map_Elec_Fin[[#This Row],[Measure]],'Measure Descriptions'!$B$10:$H$46,AK$2,FALSE)<>\"\",VLOOKUP(Map_Elec_Fin[[#This Row],[Measure]],'Measure Descriptions'!$B$10:$H$46,AK$2,FALSE),\"\"),\"\")","v":""},{"$f":"IF($B52<>\"\",IF(VLOOKUP(Map_Elec_Fin[[#This Row],[Measure]],'Measure Descriptions'!$B$10:$H$46,AL$2,FALSE)<>\"\",VLOOKUP(Map_Elec_Fin[[#This Row],[Measure]],'Measure Descriptions'!$B$10:$H$46,AL$2,FALSE),\"\"),\"\")","v":""},{"$f":"IF($B52<>\"\",IF(VLOOKUP(Map_Elec_Fin[[#This Row],[Measure]],'Measure Descriptions'!$B$10:$H$46,AM$2,FALSE)<>\"\",VLOOKUP(Map_Elec_Fin[[#This Row],[Measure]],'Measure Descriptions'!$B$10:$H$46,AM$2,FALSE),\"\"),\"\")","v":""},{"$f":"IF($B52<>\"\",IF(VLOOKUP(Map_Elec_Fin[[#This Row],[Measure]],'Measure Descriptions'!$B$10:$H$46,AN$2,FALSE)<>\"\",VLOOKUP(Map_Elec_Fin[[#This Row],[Measure]],'Measure Descriptions'!$B$10:$H$46,AN$2,FALSE),\"\"),\"\")","v":""},{"$f":"IF($B52<>\"\",IF(VLOOKUP(Map_Elec_Fin[[#This Row],[Measure]],'Measure Descriptions'!$B$10:$H$46,AO$2,FALSE)<>\"\",VLOOKUP(Map_Elec_Fin[[#This Row],[Measure]],'Measure Descriptions'!$B$10:$H$46,AO$2,FALSE),\"\"),\"\")","v":""},{"$f":"IF($B52<>\"\",IF(INDIRECT(\"Measures!\"&AP$2&$B52)<>\"\",INDIRECT(\"Measures!\"&AP$2&$B52),\"\"),\"\")","v":""},null,null,null,null,null,null,null,null,null,null,null,"","",{"$f":"IF($BA52<>\"\",IF(INDIRECT(\"Measures!\"&BD$2&$BA52)<>\"\",INDIRECT(\"Measures!\"&BD$2&$BA52),\"\"),\"\")","v":""},{"$f":"IF($BA52<>\"\",IF(INDIRECT(\"Measures!\"&BE$2&$BA52)<>\"\",INDIRECT(\"Measures!\"&BE$2&$BA52),\"\"),\"\")","v":""},{"$f":"IF($BA52<>\"\",IF(INDIRECT(\"Measures!\"&BF$2&$BA52)<>\"\",INDIRECT(\"Measures!\"&BF$2&$BA52),\"\"),\"\")","v":""},{"$f":"IF($BA52<>\"\",IF(INDIRECT(\"Measures!\"&BG$2&$BA52)<>\"\",INDIRECT(\"Measures!\"&BG$2&$BA52),\"\"),\"\")","v":""},{"$f":"IF($BA52<>\"\",IF(INDIRECT(\"Measures!\"&BH$2&$BA52)<>\"\",INDIRECT(\"Measures!\"&BH$2&$BA52),\"\"),\"\")","v":""},{"$f":"IF($BA52<>\"\",IF(INDIRECT(\"Measures!\"&BI$2&$BA52)<>\"\",INDIRECT(\"Measures!\"&BI$2&$BA52),\"\"),\"\")","v":""},{"$f":"IF($BA52<>\"\",IF(INDIRECT(\"Measures!\"&BJ$2&$BA52)<>\"\",INDIRECT(\"Measures!\"&BJ$2&$BA52),\"\"),\"\")","v":""},{"$f":"IF($BA52<>\"\",IF(INDIRECT(\"Measures!\"&BK$2&$BA52)<>\"\",INDIRECT(\"Measures!\"&BK$2&$BA52),\"\"),\"\")","v":""},{"$f":"IF($BA52<>\"\",IF(INDIRECT(\"Measures!\"&BL$2&$BA52)<>\"\",INDIRECT(\"Measures!\"&BL$2&$BA52),\"\"),\"\")","v":""},{"$f":"IF($BA52<>\"\",IF(INDIRECT(\"Measures!\"&BM$2&$BA52)<>\"\",INDIRECT(\"Measures!\"&BM$2&$BA52),\"\"),\"\")","v":""},{"$f":"IF($BA52<>\"\",IF(INDIRECT(\"Measures!\"&BN$2&$BA52)<>\"\",INDIRECT(\"Measures!\"&BN$2&$BA52),\"\"),\"\")","v":""},{"$f":"IF($BA52<>\"\",IF(INDIRECT(\"Measures!\"&BO$2&$BA52)<>\"\",INDIRECT(\"Measures!\"&BO$2&$BA52),\"\"),\"\")","v":""},{"$f":"IF($BA52<>\"\",IF(INDIRECT(\"Measures!\"&BP$2&$BA52)<>\"\",INDIRECT(\"Measures!\"&BP$2&$BA52),\"\"),\"\")","v":""},{"$f":"IF($BA52<>\"\",IF(INDIRECT(\"Measures!\"&BQ$2&$BA52)<>\"\",INDIRECT(\"Measures!\"&BQ$2&$BA52),\"\"),\"\")","v":""},{"$f":"IF($BA52<>\"\",IF(INDIRECT(\"Measures!\"&BR$2&$BA52)<>\"\",INDIRECT(\"Measures!\"&BR$2&$BA52),\"\"),\"\")","v":""},{"$f":"IF($BA52<>\"\",IF(INDIRECT(\"Measures!\"&BS$2&$BA52)<>\"\",INDIRECT(\"Measures!\"&BS$2&$BA52),\"\"),\"\")","v":""},{"$f":"IF($BA52<>\"\",IF(INDIRECT(\"Measures!\"&BT$2&$BA52)<>\"\",INDIRECT(\"Measures!\"&BT$2&$BA52),\"\"),\"\")","v":""},{"$f":"IF($BA52<>\"\",IF(INDIRECT(\"Measures!\"&BU$2&$BA52)<>\"\",INDIRECT(\"Measures!\"&BU$2&$BA52),\"\"),\"\")","v":""},{"$f":"IF($BA52<>\"\",IF(INDIRECT(\"Measures!\"&BV$2&$BA52)<>\"\",INDIRECT(\"Measures!\"&BV$2&$BA52),\"\"),\"\")","v":""},{"$f":"IF($BA52<>\"\",IF(INDIRECT(\"Measures!\"&BW$2&$BA52)<>\"\",INDIRECT(\"Measures!\"&BW$2&$BA52),\"\"),\"\")","v":""},{"$f":"IF($BA52<>\"\",IF(INDIRECT(\"Measures!\"&BX$2&$BA52)<>\"\",INDIRECT(\"Measures!\"&BX$2&$BA52),\"\"),\"\")","v":""},{"$f":"IF($BA52<>\"\",IF(INDIRECT(\"Measures!\"&BY$2&$BA52)<>\"\",INDIRECT(\"Measures!\"&BY$2&$BA52),\"\"),\"\")","v":""},{"$f":"IF($BA52<>\"\",IF(INDIRECT(\"Measures!\"&BZ$2&$BA52)<>\"\",INDIRECT(\"Measures!\"&BZ$2&$BA52),\"\"),\"\")","v":""},{"$f":"IF($BA52<>\"\",IF(INDIRECT(\"Measures!\"&CA$2&$BA52)<>\"\",INDIRECT(\"Measures!\"&CA$2&$BA52),\"\"),\"\")","v":""},{"$f":"IF($BA52<>\"\",IF(INDIRECT(\"Measures!\"&CB$2&$BA52)<>\"\",INDIRECT(\"Measures!\"&CB$2&$BA52),\"\"),\"\")","v":""},{"$f":"IF($BA52<>\"\",IF(INDIRECT(\"Measures!\"&CC$2&$BA52)<>\"\",INDIRECT(\"Measures!\"&CC$2&$BA52),\"\"),\"\")","v":""},{"$f":"IF($BA52<>\"\",IF(INDIRECT(\"Measures!\"&CD$2&$BA52)<>\"\",INDIRECT(\"Measures!\"&CD$2&$BA52),\"\"),\"\")","v":""},{"$f":"IF($BA52<>\"\",IF(INDIRECT(\"Measures!\"&CE$2&$BA52)<>\"\",INDIRECT(\"Measures!\"&CE$2&$BA52),\"\"),\"\")","v":""},{"$f":"IF($BA52<>\"\",IF(INDIRECT(\"Measures!\"&CF$2&$BA52)<>\"\",INDIRECT(\"Measures!\"&CF$2&$BA52),\"\"),\"\")","v":""},{"$f":"IF($BA52<>\"\",IF(INDIRECT(\"Measures!\"&CG$2&$BA52)<>\"\",INDIRECT(\"Measures!\"&CG$2&$BA52),\"\"),\"\")","v":""},{"$f":"INDEX('Measure Descriptions'!$A$10:$A$46,MATCH(Map_Gas_Fin[[#This Row],[Measure]],'Measure Descriptions'!$B$10:$B$46,0))","v":""},{"$f":"IF($BA52<>\"\",IF(VLOOKUP(Map_Gas_Fin[[#This Row],[Measure]],'Measure Descriptions'!$B$10:$H$46,CI$2,FALSE)<>\"\",VLOOKUP(Map_Gas_Fin[[#This Row],[Measure]],'Measure Descriptions'!$B$10:$H$46,CI$2,FALSE),\"\"),\"\")","v":""},{"$f":"IF($BA52<>\"\",IF(VLOOKUP(Map_Gas_Fin[[#This Row],[Measure]],'Measure Descriptions'!$B$10:$H$46,CJ$2,FALSE)<>\"\",VLOOKUP(Map_Gas_Fin[[#This Row],[Measure]],'Measure Descriptions'!$B$10:$H$46,CJ$2,FALSE),\"\"),\"\")","v":""},{"$f":"IF($BA52<>\"\",IF(VLOOKUP(Map_Gas_Fin[[#This Row],[Measure]],'Measure Descriptions'!$B$10:$H$46,CK$2,FALSE)<>\"\",VLOOKUP(Map_Gas_Fin[[#This Row],[Measure]],'Measure Descriptions'!$B$10:$H$46,CK$2,FALSE),\"\"),\"\")","v":""},{"$f":"IF($BA52<>\"\",IF(VLOOKUP(Map_Gas_Fin[[#This Row],[Measure]],'Measure Descriptions'!$B$10:$H$46,CL$2,FALSE)<>\"\",VLOOKUP(Map_Gas_Fin[[#This Row],[Measure]],'Measure Descriptions'!$B$10:$H$46,CL$2,FALSE),\"\"),\"\")","v":""},{"$f":"IF($BA52<>\"\",IF(VLOOKUP(Map_Gas_Fin[[#This Row],[Measure]],'Measure Descriptions'!$B$10:$H$46,CM$2,FALSE)<>\"\",VLOOKUP(Map_Gas_Fin[[#This Row],[Measure]],'Measure Descriptions'!$B$10:$H$46,CM$2,FALSE),\"\"),\"\")","v":""},{"$f":"IF($BA52<>\"\",IF(VLOOKUP(Map_Gas_Fin[[#This Row],[Measure]],'Measure Descriptions'!$B$10:$H$46,CN$2,FALSE)<>\"\",VLOOKUP(Map_Gas_Fin[[#This Row],[Measure]],'Measure Descriptions'!$B$10:$H$46,CN$2,FALSE),\"\"),\"\")","v":""},{"$f":"IF($BA52<>\"\",IF(INDIRECT(\"Measures!\"&CO$2&$BA52)<>\"\",INDIRECT(\"Measures!\"&CO$2&$BA52),\"\"),\"\")","v":""}]
[null,null,"","",{"$f":"IF($B53<>\"\",IF(INDIRECT(\"Measures!\"&E$2&$B53)<>\"\",INDIRECT(\"Measures!\"&E$2&$B53),\"\"),\"\")","v":""},{"$f":"IF($B53<>\"\",IF(INDIRECT(\"Measures!\"&F$2&$B53)<>\"\",INDIRECT(\"Measures!\"&F$2&$B53),\"\"),\"\")","v":""},{"$f":"IF($B53<>\"\",IF(INDIRECT(\"Measures!\"&G$2&$B53)<>\"\",INDIRECT(\"Measures!\"&G$2&$B53),\"\"),\"\")","v":""},{"$f":"IF($B53<>\"\",IF(INDIRECT(\"Measures!\"&H$2&$B53)<>\"\",INDIRECT(\"Measures!\"&H$2&$B53),\"\"),\"\")","v":""},{"$f":"IF($B53<>\"\",IF(INDIRECT(\"Measures!\"&I$2&$B53)<>\"\",INDIRECT(\"Measures!\"&I$2&$B53),\"\"),\"\")","v":""},{"$f":"IF($B53<>\"\",IF(INDIRECT(\"Measures!\"&J$2&$B53)<>\"\",INDIRECT(\"Measures!\"&J$2&$B53),\"\"),\"\")","v":""},{"$f":"IF($B53<>\"\",IF(INDIRECT(\"Measures!\"&K$2&$B53)<>\"\",INDIRECT(\"Measures!\"&K$2&$B53),\"\"),\"\")","v":""},{"$f":"IF($B53<>\"\",IF(INDIRECT(\"Measures!\"&L$2&$B53)<>\"\",INDIRECT(\"Measures!\"&L$2&$B53),\"\"),\"\")","v":""},{"$f":"IF($B53<>\"\",IF(INDIRECT(\"Measures!\"&M$2&$B53)<>\"\",INDIRECT(\"Measures!\"&M$2&$B53),\"\"),\"\")","v":""},{"$f":"IF($B53<>\"\",IF(INDIRECT(\"Measures!\"&N$2&$B53)<>\"\",INDIRECT(\"Measures!\"&N$2&$B53),\"\"),\"\")","v":""},{"$f":"IF($B53<>\"\",IF(INDIRECT(\"Measures!\"&O$2&$B53)<>\"\",INDIRECT(\"Measures!\"&O$2&$B53),\"\"),\"\")","v":""},{"$f":"IF($B53<>\"\",IF(INDIRECT(\"Measures!\"&P$2&$B53)<>\"\",INDIRECT(\"Measures!\"&P$2&$B53),\"\"),\"\")","v":""},{"$f":"IF($B53<>\"\",IF(INDIRECT(\"Measures!\"&Q$2&$B53)<>\"\",INDIRECT(\"Measures!\"&Q$2&$B53),\"\"),\"\")","v":""},{"$f":"IF($B53<>\"\",IF(INDIRECT(\"Measures!\"&R$2&$B53)<>\"\",INDIRECT(\"Measures!\"&R$2&$B53),\"\"),\"\")","v":""},{"$f":"IF($B53<>\"\",IF(INDIRECT(\"Measures!\"&S$2&$B53)<>\"\",INDIRECT(\"Measures!\"&S$2&$B53),\"\"),\"\")","v":""},{"$f":"IF($B53<>\"\",IF(INDIRECT(\"Measures!\"&T$2&$B53)<>\"\",INDIRECT(\"Measures!\"&T$2&$B53),\"\"),\"\")","v":""},{"$f":"IF($B53<>\"\",IF(INDIRECT(\"Measures!\"&U$2&$B53)<>\"\",INDIRECT(\"Measures!\"&U$2&$B53),\"\"),\"\")","v":""},{"$f":"IF($B53<>\"\",IF(INDIRECT(\"Measures!\"&V$2&$B53)<>\"\",INDIRECT(\"Measures!\"&V$2&$B53),\"\"),\"\")","v":""},{"$f":"IF($B53<>\"\",IF(INDIRECT(\"Measures!\"&W$2&$B53)<>\"\",INDIRECT(\"Measures!\"&W$2&$B53),\"\"),\"\")","v":""},{"$f":"IF($B53<>\"\",IF(INDIRECT(\"Measures!\"&X$2&$B53)<>\"\",INDIRECT(\"Measures!\"&X$2&$B53),\"\"),\"\")","v":""},{"$f":"IF($B53<>\"\",IF(INDIRECT(\"Measures!\"&Y$2&$B53)<>\"\",INDIRECT(\"Measures!\"&Y$2&$B53),\"\"),\"\")","v":""},{"$f":"IF($B53<>\"\",IF(INDIRECT(\"Measures!\"&Z$2&$B53)<>\"\",INDIRECT(\"Measures!\"&Z$2&$B53),\"\"),\"\")","v":""},{"$f":"IF($B53<>\"\",IF(INDIRECT(\"Measures!\"&AA$2&$B53)<>\"\",INDIRECT(\"Measures!\"&AA$2&$B53),\"\"),\"\")","v":""},{"$f":"IF($B53<>\"\",IF(INDIRECT(\"Measures!\"&AB$2&$B53)<>\"\",INDIRECT(\"Measures!\"&AB$2&$B53),\"\"),\"\")","v":""},{"$f":"IF($B53<>\"\",IF(INDIRECT(\"Measures!\"&AC$2&$B53)<>\"\",INDIRECT(\"Measures!\"&AC$2&$B53),\"\"),\"\")","v":""},{"$f":"IF($B53<>\"\",IF(INDIRECT(\"Measures!\"&AD$2&$B53)<>\"\",INDIRECT(\"Measures!\"&AD$2&$B53),\"\"),\"\")","v":""},{"$f":"IF($B53<>\"\",IF(INDIRECT(\"Measures!\"&AE$2&$B53)<>\"\",INDIRECT(\"Measures!\"&AE$2&$B53),\"\"),\"\")","v":""},{"$f":"IF($B53<>\"\",IF(INDIRECT(\"Measures!\"&AF$2&$B53)<>\"\",INDIRECT(\"Measures!\"&AF$2&$B53),\"\"),\"\")","v":""},{"$f":"IF($B53<>\"\",IF(INDIRECT(\"Measures!\"&AG$2&$B53)<>\"\",INDIRECT(\"Measures!\"&AG$2&$B53),\"\"),\"\")","v":""},{"$f":"IF($B53<>\"\",IF(INDIRECT(\"Measures!\"&AH$2&$B53)<>\"\",INDIRECT(\"Measures!\"&AH$2&$B53),\"\"),\"\")","v":""},{"$f":"INDEX('Measure Descriptions'!$A$10:$A$46,MATCH(Map_Elec_Fin[[#This Row],[Measure]],'Measure Descriptions'!$B$10:$B$46,0))","v":""},{"$f":"IF($B53<>\"\",IF(VLOOKUP(Map_Elec_Fin[[#This Row],[Measure]],'Measure Descriptions'!$B$10:$H$46,AJ$2,FALSE)<>\"\",VLOOKUP(Map_Elec_Fin[[#This Row],[Measure]],'Measure Descriptions'!$B$10:$H$46,AJ$2,FALSE),\"\"),\"\")","v":""},{"$f":"IF($B53<>\"\",IF(VLOOKUP(Map_Elec_Fin[[#This Row],[Measure]],'Measure Descriptions'!$B$10:$H$46,AK$2,FALSE)<>\"\",VLOOKUP(Map_Elec_Fin[[#This Row],[Measure]],'Measure Descriptions'!$B$10:$H$46,AK$2,FALSE),\"\"),\"\")","v":""},{"$f":"IF($B53<>\"\",IF(VLOOKUP(Map_Elec_Fin[[#This Row],[Measure]],'Measure Descriptions'!$B$10:$H$46,AL$2,FALSE)<>\"\",VLOOKUP(Map_Elec_Fin[[#This Row],[Measure]],'Measure Descriptions'!$B$10:$H$46,AL$2,FALSE),\"\"),\"\")","v":""},{"$f":"IF($B53<>\"\",IF(VLOOKUP(Map_Elec_Fin[[#This Row],[Measure]],'Measure Descriptions'!$B$10:$H$46,AM$2,FALSE)<>\"\",VLOOKUP(Map_Elec_Fin[[#This Row],[Measure]],'Measure Descriptions'!$B$10:$H$46,AM$2,FALSE),\"\"),\"\")","v":""},{"$f":"IF($B53<>\"\",IF(VLOOKUP(Map_Elec_Fin[[#This Row],[Measure]],'Measure Descriptions'!$B$10:$H$46,AN$2,FALSE)<>\"\",VLOOKUP(Map_Elec_Fin[[#This Row],[Measure]],'Measure Descriptions'!$B$10:$H$46,AN$2,FALSE),\"\"),\"\")","v":""},{"$f":"IF($B53<>\"\",IF(VLOOKUP(Map_Elec_Fin[[#This Row],[Measure]],'Measure Descriptions'!$B$10:$H$46,AO$2,FALSE)<>\"\",VLOOKUP(Map_Elec_Fin[[#This Row],[Measure]],'Measure Descriptions'!$B$10:$H$46,AO$2,FALSE),\"\"),\"\")","v":""},{"$f":"IF($B53<>\"\",IF(INDIRECT(\"Measures!\"&AP$2&$B53)<>\"\",INDIRECT(\"Measures!\"&AP$2&$B53),\"\"),\"\")","v":""},null,null,null,null,null,null,null,null,null,null,null,"","",{"$f":"IF($BA53<>\"\",IF(INDIRECT(\"Measures!\"&BD$2&$BA53)<>\"\",INDIRECT(\"Measures!\"&BD$2&$BA53),\"\"),\"\")","v":""},{"$f":"IF($BA53<>\"\",IF(INDIRECT(\"Measures!\"&BE$2&$BA53)<>\"\",INDIRECT(\"Measures!\"&BE$2&$BA53),\"\"),\"\")","v":""},{"$f":"IF($BA53<>\"\",IF(INDIRECT(\"Measures!\"&BF$2&$BA53)<>\"\",INDIRECT(\"Measures!\"&BF$2&$BA53),\"\"),\"\")","v":""},{"$f":"IF($BA53<>\"\",IF(INDIRECT(\"Measures!\"&BG$2&$BA53)<>\"\",INDIRECT(\"Measures!\"&BG$2&$BA53),\"\"),\"\")","v":""},{"$f":"IF($BA53<>\"\",IF(INDIRECT(\"Measures!\"&BH$2&$BA53)<>\"\",INDIRECT(\"Measures!\"&BH$2&$BA53),\"\"),\"\")","v":""},{"$f":"IF($BA53<>\"\",IF(INDIRECT(\"Measures!\"&BI$2&$BA53)<>\"\",INDIRECT(\"Measures!\"&BI$2&$BA53),\"\"),\"\")","v":""},{"$f":"IF($BA53<>\"\",IF(INDIRECT(\"Measures!\"&BJ$2&$BA53)<>\"\",INDIRECT(\"Measures!\"&BJ$2&$BA53),\"\"),\"\")","v":""},{"$f":"IF($BA53<>\"\",IF(INDIRECT(\"Measures!\"&BK$2&$BA53)<>\"\",INDIRECT(\"Measures!\"&BK$2&$BA53),\"\"),\"\")","v":""},{"$f":"IF($BA53<>\"\",IF(INDIRECT(\"Measures!\"&BL$2&$BA53)<>\"\",INDIRECT(\"Measures!\"&BL$2&$BA53),\"\"),\"\")","v":""},{"$f":"IF($BA53<>\"\",IF(INDIRECT(\"Measures!\"&BM$2&$BA53)<>\"\",INDIRECT(\"Measures!\"&BM$2&$BA53),\"\"),\"\")","v":""},{"$f":"IF($BA53<>\"\",IF(INDIRECT(\"Measures!\"&BN$2&$BA53)<>\"\",INDIRECT(\"Measures!\"&BN$2&$BA53),\"\"),\"\")","v":""},{"$f":"IF($BA53<>\"\",IF(INDIRECT(\"Measures!\"&BO$2&$BA53)<>\"\",INDIRECT(\"Measures!\"&BO$2&$BA53),\"\"),\"\")","v":""},{"$f":"IF($BA53<>\"\",IF(INDIRECT(\"Measures!\"&BP$2&$BA53)<>\"\",INDIRECT(\"Measures!\"&BP$2&$BA53),\"\"),\"\")","v":""},{"$f":"IF($BA53<>\"\",IF(INDIRECT(\"Measures!\"&BQ$2&$BA53)<>\"\",INDIRECT(\"Measures!\"&BQ$2&$BA53),\"\"),\"\")","v":""},{"$f":"IF($BA53<>\"\",IF(INDIRECT(\"Measures!\"&BR$2&$BA53)<>\"\",INDIRECT(\"Measures!\"&BR$2&$BA53),\"\"),\"\")","v":""},{"$f":"IF($BA53<>\"\",IF(INDIRECT(\"Measures!\"&BS$2&$BA53)<>\"\",INDIRECT(\"Measures!\"&BS$2&$BA53),\"\"),\"\")","v":""},{"$f":"IF($BA53<>\"\",IF(INDIRECT(\"Measures!\"&BT$2&$BA53)<>\"\",INDIRECT(\"Measures!\"&BT$2&$BA53),\"\"),\"\")","v":""},{"$f":"IF($BA53<>\"\",IF(INDIRECT(\"Measures!\"&BU$2&$BA53)<>\"\",INDIRECT(\"Measures!\"&BU$2&$BA53),\"\"),\"\")","v":""},{"$f":"IF($BA53<>\"\",IF(INDIRECT(\"Measures!\"&BV$2&$BA53)<>\"\",INDIRECT(\"Measures!\"&BV$2&$BA53),\"\"),\"\")","v":""},{"$f":"IF($BA53<>\"\",IF(INDIRECT(\"Measures!\"&BW$2&$BA53)<>\"\",INDIRECT(\"Measures!\"&BW$2&$BA53),\"\"),\"\")","v":""},{"$f":"IF($BA53<>\"\",IF(INDIRECT(\"Measures!\"&BX$2&$BA53)<>\"\",INDIRECT(\"Measures!\"&BX$2&$BA53),\"\"),\"\")","v":""},{"$f":"IF($BA53<>\"\",IF(INDIRECT(\"Measures!\"&BY$2&$BA53)<>\"\",INDIRECT(\"Measures!\"&BY$2&$BA53),\"\"),\"\")","v":""},{"$f":"IF($BA53<>\"\",IF(INDIRECT(\"Measures!\"&BZ$2&$BA53)<>\"\",INDIRECT(\"Measures!\"&BZ$2&$BA53),\"\"),\"\")","v":""},{"$f":"IF($BA53<>\"\",IF(INDIRECT(\"Measures!\"&CA$2&$BA53)<>\"\",INDIRECT(\"Measures!\"&CA$2&$BA53),\"\"),\"\")","v":""},{"$f":"IF($BA53<>\"\",IF(INDIRECT(\"Measures!\"&CB$2&$BA53)<>\"\",INDIRECT(\"Measures!\"&CB$2&$BA53),\"\"),\"\")","v":""},{"$f":"IF($BA53<>\"\",IF(INDIRECT(\"Measures!\"&CC$2&$BA53)<>\"\",INDIRECT(\"Measures!\"&CC$2&$BA53),\"\"),\"\")","v":""},{"$f":"IF($BA53<>\"\",IF(INDIRECT(\"Measures!\"&CD$2&$BA53)<>\"\",INDIRECT(\"Measures!\"&CD$2&$BA53),\"\"),\"\")","v":""},{"$f":"IF($BA53<>\"\",IF(INDIRECT(\"Measures!\"&CE$2&$BA53)<>\"\",INDIRECT(\"Measures!\"&CE$2&$BA53),\"\"),\"\")","v":""},{"$f":"IF($BA53<>\"\",IF(INDIRECT(\"Measures!\"&CF$2&$BA53)<>\"\",INDIRECT(\"Measures!\"&CF$2&$BA53),\"\"),\"\")","v":""},{"$f":"IF($BA53<>\"\",IF(INDIRECT(\"Measures!\"&CG$2&$BA53)<>\"\",INDIRECT(\"Measures!\"&CG$2&$BA53),\"\"),\"\")","v":""},{"$f":"INDEX('Measure Descriptions'!$A$10:$A$46,MATCH(Map_Gas_Fin[[#This Row],[Measure]],'Measure Descriptions'!$B$10:$B$46,0))","v":""},{"$f":"IF($BA53<>\"\",IF(VLOOKUP(Map_Gas_Fin[[#This Row],[Measure]],'Measure Descriptions'!$B$10:$H$46,CI$2,FALSE)<>\"\",VLOOKUP(Map_Gas_Fin[[#This Row],[Measure]],'Measure Descriptions'!$B$10:$H$46,CI$2,FALSE),\"\"),\"\")","v":""},{"$f":"IF($BA53<>\"\",IF(VLOOKUP(Map_Gas_Fin[[#This Row],[Measure]],'Measure Descriptions'!$B$10:$H$46,CJ$2,FALSE)<>\"\",VLOOKUP(Map_Gas_Fin[[#This Row],[Measure]],'Measure Descriptions'!$B$10:$H$46,CJ$2,FALSE),\"\"),\"\")","v":""},{"$f":"IF($BA53<>\"\",IF(VLOOKUP(Map_Gas_Fin[[#This Row],[Measure]],'Measure Descriptions'!$B$10:$H$46,CK$2,FALSE)<>\"\",VLOOKUP(Map_Gas_Fin[[#This Row],[Measure]],'Measure Descriptions'!$B$10:$H$46,CK$2,FALSE),\"\"),\"\")","v":""},{"$f":"IF($BA53<>\"\",IF(VLOOKUP(Map_Gas_Fin[[#This Row],[Measure]],'Measure Descriptions'!$B$10:$H$46,CL$2,FALSE)<>\"\",VLOOKUP(Map_Gas_Fin[[#This Row],[Measure]],'Measure Descriptions'!$B$10:$H$46,CL$2,FALSE),\"\"),\"\")","v":""},{"$f":"IF($BA53<>\"\",IF(VLOOKUP(Map_Gas_Fin[[#This Row],[Measure]],'Measure Descriptions'!$B$10:$H$46,CM$2,FALSE)<>\"\",VLOOKUP(Map_Gas_Fin[[#This Row],[Measure]],'Measure Descriptions'!$B$10:$H$46,CM$2,FALSE),\"\"),\"\")","v":""},{"$f":"IF($BA53<>\"\",IF(VLOOKUP(Map_Gas_Fin[[#This Row],[Measure]],'Measure Descriptions'!$B$10:$H$46,CN$2,FALSE)<>\"\",VLOOKUP(Map_Gas_Fin[[#This Row],[Measure]],'Measure Descriptions'!$B$10:$H$46,CN$2,FALSE),\"\"),\"\")","v":""},{"$f":"IF($BA53<>\"\",IF(INDIRECT(\"Measures!\"&CO$2&$BA53)<>\"\",INDIRECT(\"Measures!\"&CO$2&$BA53),\"\"),\"\")","v":""}]
[null,null,"","",{"$f":"IF($B54<>\"\",IF(INDIRECT(\"Measures!\"&E$2&$B54)<>\"\",INDIRECT(\"Measures!\"&E$2&$B54),\"\"),\"\")","v":""},{"$f":"IF($B54<>\"\",IF(INDIRECT(\"Measures!\"&F$2&$B54)<>\"\",INDIRECT(\"Measures!\"&F$2&$B54),\"\"),\"\")","v":""},{"$f":"IF($B54<>\"\",IF(INDIRECT(\"Measures!\"&G$2&$B54)<>\"\",INDIRECT(\"Measures!\"&G$2&$B54),\"\"),\"\")","v":""},{"$f":"IF($B54<>\"\",IF(INDIRECT(\"Measures!\"&H$2&$B54)<>\"\",INDIRECT(\"Measures!\"&H$2&$B54),\"\"),\"\")","v":""},{"$f":"IF($B54<>\"\",IF(INDIRECT(\"Measures!\"&I$2&$B54)<>\"\",INDIRECT(\"Measures!\"&I$2&$B54),\"\"),\"\")","v":""},{"$f":"IF($B54<>\"\",IF(INDIRECT(\"Measures!\"&J$2&$B54)<>\"\",INDIRECT(\"Measures!\"&J$2&$B54),\"\"),\"\")","v":""},{"$f":"IF($B54<>\"\",IF(INDIRECT(\"Measures!\"&K$2&$B54)<>\"\",INDIRECT(\"Measures!\"&K$2&$B54),\"\"),\"\")","v":""},{"$f":"IF($B54<>\"\",IF(INDIRECT(\"Measures!\"&L$2&$B54)<>\"\",INDIRECT(\"Measures!\"&L$2&$B54),\"\"),\"\")","v":""},{"$f":"IF($B54<>\"\",IF(INDIRECT(\"Measures!\"&M$2&$B54)<>\"\",INDIRECT(\"Measures!\"&M$2&$B54),\"\"),\"\")","v":""},{"$f":"IF($B54<>\"\",IF(INDIRECT(\"Measures!\"&N$2&$B54)<>\"\",INDIRECT(\"Measures!\"&N$2&$B54),\"\"),\"\")","v":""},{"$f":"IF($B54<>\"\",IF(INDIRECT(\"Measures!\"&O$2&$B54)<>\"\",INDIRECT(\"Measures!\"&O$2&$B54),\"\"),\"\")","v":""},{"$f":"IF($B54<>\"\",IF(INDIRECT(\"Measures!\"&P$2&$B54)<>\"\",INDIRECT(\"Measures!\"&P$2&$B54),\"\"),\"\")","v":""},{"$f":"IF($B54<>\"\",IF(INDIRECT(\"Measures!\"&Q$2&$B54)<>\"\",INDIRECT(\"Measures!\"&Q$2&$B54),\"\"),\"\")","v":""},{"$f":"IF($B54<>\"\",IF(INDIRECT(\"Measures!\"&R$2&$B54)<>\"\",INDIRECT(\"Measures!\"&R$2&$B54),\"\"),\"\")","v":""},{"$f":"IF($B54<>\"\",IF(INDIRECT(\"Measures!\"&S$2&$B54)<>\"\",INDIRECT(\"Measures!\"&S$2&$B54),\"\"),\"\")","v":""},{"$f":"IF($B54<>\"\",IF(INDIRECT(\"Measures!\"&T$2&$B54)<>\"\",INDIRECT(\"Measures!\"&T$2&$B54),\"\"),\"\")","v":""},{"$f":"IF($B54<>\"\",IF(INDIRECT(\"Measures!\"&U$2&$B54)<>\"\",INDIRECT(\"Measures!\"&U$2&$B54),\"\"),\"\")","v":""},{"$f":"IF($B54<>\"\",IF(INDIRECT(\"Measures!\"&V$2&$B54)<>\"\",INDIRECT(\"Measures!\"&V$2&$B54),\"\"),\"\")","v":""},{"$f":"IF($B54<>\"\",IF(INDIRECT(\"Measures!\"&W$2&$B54)<>\"\",INDIRECT(\"Measures!\"&W$2&$B54),\"\"),\"\")","v":""},{"$f":"IF($B54<>\"\",IF(INDIRECT(\"Measures!\"&X$2&$B54)<>\"\",INDIRECT(\"Measures!\"&X$2&$B54),\"\"),\"\")","v":""},{"$f":"IF($B54<>\"\",IF(INDIRECT(\"Measures!\"&Y$2&$B54)<>\"\",INDIRECT(\"Measures!\"&Y$2&$B54),\"\"),\"\")","v":""},{"$f":"IF($B54<>\"\",IF(INDIRECT(\"Measures!\"&Z$2&$B54)<>\"\",INDIRECT(\"Measures!\"&Z$2&$B54),\"\"),\"\")","v":""},{"$f":"IF($B54<>\"\",IF(INDIRECT(\"Measures!\"&AA$2&$B54)<>\"\",INDIRECT(\"Measures!\"&AA$2&$B54),\"\"),\"\")","v":""},{"$f":"IF($B54<>\"\",IF(INDIRECT(\"Measures!\"&AB$2&$B54)<>\"\",INDIRECT(\"Measures!\"&AB$2&$B54),\"\"),\"\")","v":""},{"$f":"IF($B54<>\"\",IF(INDIRECT(\"Measures!\"&AC$2&$B54)<>\"\",INDIRECT(\"Measures!\"&AC$2&$B54),\"\"),\"\")","v":""},{"$f":"IF($B54<>\"\",IF(INDIRECT(\"Measures!\"&AD$2&$B54)<>\"\",INDIRECT(\"Measures!\"&AD$2&$B54),\"\"),\"\")","v":""},{"$f":"IF($B54<>\"\",IF(INDIRECT(\"Measures!\"&AE$2&$B54)<>\"\",INDIRECT(\"Measures!\"&AE$2&$B54),\"\"),\"\")","v":""},{"$f":"IF($B54<>\"\",IF(INDIRECT(\"Measures!\"&AF$2&$B54)<>\"\",INDIRECT(\"Measures!\"&AF$2&$B54),\"\"),\"\")","v":""},{"$f":"IF($B54<>\"\",IF(INDIRECT(\"Measures!\"&AG$2&$B54)<>\"\",INDIRECT(\"Measures!\"&AG$2&$B54),\"\"),\"\")","v":""},{"$f":"IF($B54<>\"\",IF(INDIRECT(\"Measures!\"&AH$2&$B54)<>\"\",INDIRECT(\"Measures!\"&AH$2&$B54),\"\"),\"\")","v":""},{"$f":"INDEX('Measure Descriptions'!$A$10:$A$46,MATCH(Map_Elec_Fin[[#This Row],[Measure]],'Measure Descriptions'!$B$10:$B$46,0))","v":""},{"$f":"IF($B54<>\"\",IF(VLOOKUP(Map_Elec_Fin[[#This Row],[Measure]],'Measure Descriptions'!$B$10:$H$46,AJ$2,FALSE)<>\"\",VLOOKUP(Map_Elec_Fin[[#This Row],[Measure]],'Measure Descriptions'!$B$10:$H$46,AJ$2,FALSE),\"\"),\"\")","v":""},{"$f":"IF($B54<>\"\",IF(VLOOKUP(Map_Elec_Fin[[#This Row],[Measure]],'Measure Descriptions'!$B$10:$H$46,AK$2,FALSE)<>\"\",VLOOKUP(Map_Elec_Fin[[#This Row],[Measure]],'Measure Descriptions'!$B$10:$H$46,AK$2,FALSE),\"\"),\"\")","v":""},{"$f":"IF($B54<>\"\",IF(VLOOKUP(Map_Elec_Fin[[#This Row],[Measure]],'Measure Descriptions'!$B$10:$H$46,AL$2,FALSE)<>\"\",VLOOKUP(Map_Elec_Fin[[#This Row],[Measure]],'Measure Descriptions'!$B$10:$H$46,AL$2,FALSE),\"\"),\"\")","v":""},{"$f":"IF($B54<>\"\",IF(VLOOKUP(Map_Elec_Fin[[#This Row],[Measure]],'Measure Descriptions'!$B$10:$H$46,AM$2,FALSE)<>\"\",VLOOKUP(Map_Elec_Fin[[#This Row],[Measure]],'Measure Descriptions'!$B$10:$H$46,AM$2,FALSE),\"\"),\"\")","v":""},{"$f":"IF($B54<>\"\",IF(VLOOKUP(Map_Elec_Fin[[#This Row],[Measure]],'Measure Descriptions'!$B$10:$H$46,AN$2,FALSE)<>\"\",VLOOKUP(Map_Elec_Fin[[#This Row],[Measure]],'Measure Descriptions'!$B$10:$H$46,AN$2,FALSE),\"\"),\"\")","v":""},{"$f":"IF($B54<>\"\",IF(VLOOKUP(Map_Elec_Fin[[#This Row],[Measure]],'Measure Descriptions'!$B$10:$H$46,AO$2,FALSE)<>\"\",VLOOKUP(Map_Elec_Fin[[#This Row],[Measure]],'Measure Descriptions'!$B$10:$H$46,AO$2,FALSE),\"\"),\"\")","v":""},{"$f":"IF($B54<>\"\",IF(INDIRECT(\"Measures!\"&AP$2&$B54)<>\"\",INDIRECT(\"Measures!\"&AP$2&$B54),\"\"),\"\")","v":""},null,null,null,null,null,null,null,null,null,null,null,"","",{"$f":"IF($BA54<>\"\",IF(INDIRECT(\"Measures!\"&BD$2&$BA54)<>\"\",INDIRECT(\"Measures!\"&BD$2&$BA54),\"\"),\"\")","v":""},{"$f":"IF($BA54<>\"\",IF(INDIRECT(\"Measures!\"&BE$2&$BA54)<>\"\",INDIRECT(\"Measures!\"&BE$2&$BA54),\"\"),\"\")","v":""},{"$f":"IF($BA54<>\"\",IF(INDIRECT(\"Measures!\"&BF$2&$BA54)<>\"\",INDIRECT(\"Measures!\"&BF$2&$BA54),\"\"),\"\")","v":""},{"$f":"IF($BA54<>\"\",IF(INDIRECT(\"Measures!\"&BG$2&$BA54)<>\"\",INDIRECT(\"Measures!\"&BG$2&$BA54),\"\"),\"\")","v":""},{"$f":"IF($BA54<>\"\",IF(INDIRECT(\"Measures!\"&BH$2&$BA54)<>\"\",INDIRECT(\"Measures!\"&BH$2&$BA54),\"\"),\"\")","v":""},{"$f":"IF($BA54<>\"\",IF(INDIRECT(\"Measures!\"&BI$2&$BA54)<>\"\",INDIRECT(\"Measures!\"&BI$2&$BA54),\"\"),\"\")","v":""},{"$f":"IF($BA54<>\"\",IF(INDIRECT(\"Measures!\"&BJ$2&$BA54)<>\"\",INDIRECT(\"Measures!\"&BJ$2&$BA54),\"\"),\"\")","v":""},{"$f":"IF($BA54<>\"\",IF(INDIRECT(\"Measures!\"&BK$2&$BA54)<>\"\",INDIRECT(\"Measures!\"&BK$2&$BA54),\"\"),\"\")","v":""},{"$f":"IF($BA54<>\"\",IF(INDIRECT(\"Measures!\"&BL$2&$BA54)<>\"\",INDIRECT(\"Measures!\"&BL$2&$BA54),\"\"),\"\")","v":""},{"$f":"IF($BA54<>\"\",IF(INDIRECT(\"Measures!\"&BM$2&$BA54)<>\"\",INDIRECT(\"Measures!\"&BM$2&$BA54),\"\"),\"\")","v":""},{"$f":"IF($BA54<>\"\",IF(INDIRECT(\"Measures!\"&BN$2&$BA54)<>\"\",INDIRECT(\"Measures!\"&BN$2&$BA54),\"\"),\"\")","v":""},{"$f":"IF($BA54<>\"\",IF(INDIRECT(\"Measures!\"&BO$2&$BA54)<>\"\",INDIRECT(\"Measures!\"&BO$2&$BA54),\"\"),\"\")","v":""},{"$f":"IF($BA54<>\"\",IF(INDIRECT(\"Measures!\"&BP$2&$BA54)<>\"\",INDIRECT(\"Measures!\"&BP$2&$BA54),\"\"),\"\")","v":""},{"$f":"IF($BA54<>\"\",IF(INDIRECT(\"Measures!\"&BQ$2&$BA54)<>\"\",INDIRECT(\"Measures!\"&BQ$2&$BA54),\"\"),\"\")","v":""},{"$f":"IF($BA54<>\"\",IF(INDIRECT(\"Measures!\"&BR$2&$BA54)<>\"\",INDIRECT(\"Measures!\"&BR$2&$BA54),\"\"),\"\")","v":""},{"$f":"IF($BA54<>\"\",IF(INDIRECT(\"Measures!\"&BS$2&$BA54)<>\"\",INDIRECT(\"Measures!\"&BS$2&$BA54),\"\"),\"\")","v":""},{"$f":"IF($BA54<>\"\",IF(INDIRECT(\"Measures!\"&BT$2&$BA54)<>\"\",INDIRECT(\"Measures!\"&BT$2&$BA54),\"\"),\"\")","v":""},{"$f":"IF($BA54<>\"\",IF(INDIRECT(\"Measures!\"&BU$2&$BA54)<>\"\",INDIRECT(\"Measures!\"&BU$2&$BA54),\"\"),\"\")","v":""},{"$f":"IF($BA54<>\"\",IF(INDIRECT(\"Measures!\"&BV$2&$BA54)<>\"\",INDIRECT(\"Measures!\"&BV$2&$BA54),\"\"),\"\")","v":""},{"$f":"IF($BA54<>\"\",IF(INDIRECT(\"Measures!\"&BW$2&$BA54)<>\"\",INDIRECT(\"Measures!\"&BW$2&$BA54),\"\"),\"\")","v":""},{"$f":"IF($BA54<>\"\",IF(INDIRECT(\"Measures!\"&BX$2&$BA54)<>\"\",INDIRECT(\"Measures!\"&BX$2&$BA54),\"\"),\"\")","v":""},{"$f":"IF($BA54<>\"\",IF(INDIRECT(\"Measures!\"&BY$2&$BA54)<>\"\",INDIRECT(\"Measures!\"&BY$2&$BA54),\"\"),\"\")","v":""},{"$f":"IF($BA54<>\"\",IF(INDIRECT(\"Measures!\"&BZ$2&$BA54)<>\"\",INDIRECT(\"Measures!\"&BZ$2&$BA54),\"\"),\"\")","v":""},{"$f":"IF($BA54<>\"\",IF(INDIRECT(\"Measures!\"&CA$2&$BA54)<>\"\",INDIRECT(\"Measures!\"&CA$2&$BA54),\"\"),\"\")","v":""},{"$f":"IF($BA54<>\"\",IF(INDIRECT(\"Measures!\"&CB$2&$BA54)<>\"\",INDIRECT(\"Measures!\"&CB$2&$BA54),\"\"),\"\")","v":""},{"$f":"IF($BA54<>\"\",IF(INDIRECT(\"Measures!\"&CC$2&$BA54)<>\"\",INDIRECT(\"Measures!\"&CC$2&$BA54),\"\"),\"\")","v":""},{"$f":"IF($BA54<>\"\",IF(INDIRECT(\"Measures!\"&CD$2&$BA54)<>\"\",INDIRECT(\"Measures!\"&CD$2&$BA54),\"\"),\"\")","v":""},{"$f":"IF($BA54<>\"\",IF(INDIRECT(\"Measures!\"&CE$2&$BA54)<>\"\",INDIRECT(\"Measures!\"&CE$2&$BA54),\"\"),\"\")","v":""},{"$f":"IF($BA54<>\"\",IF(INDIRECT(\"Measures!\"&CF$2&$BA54)<>\"\",INDIRECT(\"Measures!\"&CF$2&$BA54),\"\"),\"\")","v":""},{"$f":"IF($BA54<>\"\",IF(INDIRECT(\"Measures!\"&CG$2&$BA54)<>\"\",INDIRECT(\"Measures!\"&CG$2&$BA54),\"\"),\"\")","v":""},{"$f":"INDEX('Measure Descriptions'!$A$10:$A$46,MATCH(Map_Gas_Fin[[#This Row],[Measure]],'Measure Descriptions'!$B$10:$B$46,0))","v":""},{"$f":"IF($BA54<>\"\",IF(VLOOKUP(Map_Gas_Fin[[#This Row],[Measure]],'Measure Descriptions'!$B$10:$H$46,CI$2,FALSE)<>\"\",VLOOKUP(Map_Gas_Fin[[#This Row],[Measure]],'Measure Descriptions'!$B$10:$H$46,CI$2,FALSE),\"\"),\"\")","v":""},{"$f":"IF($BA54<>\"\",IF(VLOOKUP(Map_Gas_Fin[[#This Row],[Measure]],'Measure Descriptions'!$B$10:$H$46,CJ$2,FALSE)<>\"\",VLOOKUP(Map_Gas_Fin[[#This Row],[Measure]],'Measure Descriptions'!$B$10:$H$46,CJ$2,FALSE),\"\"),\"\")","v":""},{"$f":"IF($BA54<>\"\",IF(VLOOKUP(Map_Gas_Fin[[#This Row],[Measure]],'Measure Descriptions'!$B$10:$H$46,CK$2,FALSE)<>\"\",VLOOKUP(Map_Gas_Fin[[#This Row],[Measure]],'Measure Descriptions'!$B$10:$H$46,CK$2,FALSE),\"\"),\"\")","v":""},{"$f":"IF($BA54<>\"\",IF(VLOOKUP(Map_Gas_Fin[[#This Row],[Measure]],'Measure Descriptions'!$B$10:$H$46,CL$2,FALSE)<>\"\",VLOOKUP(Map_Gas_Fin[[#This Row],[Measure]],'Measure Descriptions'!$B$10:$H$46,CL$2,FALSE),\"\"),\"\")","v":""},{"$f":"IF($BA54<>\"\",IF(VLOOKUP(Map_Gas_Fin[[#This Row],[Measure]],'Measure Descriptions'!$B$10:$H$46,CM$2,FALSE)<>\"\",VLOOKUP(Map_Gas_Fin[[#This Row],[Measure]],'Measure Descriptions'!$B$10:$H$46,CM$2,FALSE),\"\"),\"\")","v":""},{"$f":"IF($BA54<>\"\",IF(VLOOKUP(Map_Gas_Fin[[#This Row],[Measure]],'Measure Descriptions'!$B$10:$H$46,CN$2,FALSE)<>\"\",VLOOKUP(Map_Gas_Fin[[#This Row],[Measure]],'Measure Descriptions'!$B$10:$H$46,CN$2,FALSE),\"\"),\"\")","v":""},{"$f":"IF($BA54<>\"\",IF(INDIRECT(\"Measures!\"&CO$2&$BA54)<>\"\",INDIRECT(\"Measures!\"&CO$2&$BA54),\"\"),\"\")","v":""}]
[null,null,"","",{"$f":"IF($B55<>\"\",IF(INDIRECT(\"Measures!\"&E$2&$B55)<>\"\",INDIRECT(\"Measures!\"&E$2&$B55),\"\"),\"\")","v":""},{"$f":"IF($B55<>\"\",IF(INDIRECT(\"Measures!\"&F$2&$B55)<>\"\",INDIRECT(\"Measures!\"&F$2&$B55),\"\"),\"\")","v":""},{"$f":"IF($B55<>\"\",IF(INDIRECT(\"Measures!\"&G$2&$B55)<>\"\",INDIRECT(\"Measures!\"&G$2&$B55),\"\"),\"\")","v":""},{"$f":"IF($B55<>\"\",IF(INDIRECT(\"Measures!\"&H$2&$B55)<>\"\",INDIRECT(\"Measures!\"&H$2&$B55),\"\"),\"\")","v":""},{"$f":"IF($B55<>\"\",IF(INDIRECT(\"Measures!\"&I$2&$B55)<>\"\",INDIRECT(\"Measures!\"&I$2&$B55),\"\"),\"\")","v":""},{"$f":"IF($B55<>\"\",IF(INDIRECT(\"Measures!\"&J$2&$B55)<>\"\",INDIRECT(\"Measures!\"&J$2&$B55),\"\"),\"\")","v":""},{"$f":"IF($B55<>\"\",IF(INDIRECT(\"Measures!\"&K$2&$B55)<>\"\",INDIRECT(\"Measures!\"&K$2&$B55),\"\"),\"\")","v":""},{"$f":"IF($B55<>\"\",IF(INDIRECT(\"Measures!\"&L$2&$B55)<>\"\",INDIRECT(\"Measures!\"&L$2&$B55),\"\"),\"\")","v":""},{"$f":"IF($B55<>\"\",IF(INDIRECT(\"Measures!\"&M$2&$B55)<>\"\",INDIRECT(\"Measures!\"&M$2&$B55),\"\"),\"\")","v":""},{"$f":"IF($B55<>\"\",IF(INDIRECT(\"Measures!\"&N$2&$B55)<>\"\",INDIRECT(\"Measures!\"&N$2&$B55),\"\"),\"\")","v":""},{"$f":"IF($B55<>\"\",IF(INDIRECT(\"Measures!\"&O$2&$B55)<>\"\",INDIRECT(\"Measures!\"&O$2&$B55),\"\"),\"\")","v":""},{"$f":"IF($B55<>\"\",IF(INDIRECT(\"Measures!\"&P$2&$B55)<>\"\",INDIRECT(\"Measures!\"&P$2&$B55),\"\"),\"\")","v":""},{"$f":"IF($B55<>\"\",IF(INDIRECT(\"Measures!\"&Q$2&$B55)<>\"\",INDIRECT(\"Measures!\"&Q$2&$B55),\"\"),\"\")","v":""},{"$f":"IF($B55<>\"\",IF(INDIRECT(\"Measures!\"&R$2&$B55)<>\"\",INDIRECT(\"Measures!\"&R$2&$B55),\"\"),\"\")","v":""},{"$f":"IF($B55<>\"\",IF(INDIRECT(\"Measures!\"&S$2&$B55)<>\"\",INDIRECT(\"Measures!\"&S$2&$B55),\"\"),\"\")","v":""},{"$f":"IF($B55<>\"\",IF(INDIRECT(\"Measures!\"&T$2&$B55)<>\"\",INDIRECT(\"Measures!\"&T$2&$B55),\"\"),\"\")","v":""},{"$f":"IF($B55<>\"\",IF(INDIRECT(\"Measures!\"&U$2&$B55)<>\"\",INDIRECT(\"Measures!\"&U$2&$B55),\"\"),\"\")","v":""},{"$f":"IF($B55<>\"\",IF(INDIRECT(\"Measures!\"&V$2&$B55)<>\"\",INDIRECT(\"Measures!\"&V$2&$B55),\"\"),\"\")","v":""},{"$f":"IF($B55<>\"\",IF(INDIRECT(\"Measures!\"&W$2&$B55)<>\"\",INDIRECT(\"Measures!\"&W$2&$B55),\"\"),\"\")","v":""},{"$f":"IF($B55<>\"\",IF(INDIRECT(\"Measures!\"&X$2&$B55)<>\"\",INDIRECT(\"Measures!\"&X$2&$B55),\"\"),\"\")","v":""},{"$f":"IF($B55<>\"\",IF(INDIRECT(\"Measures!\"&Y$2&$B55)<>\"\",INDIRECT(\"Measures!\"&Y$2&$B55),\"\"),\"\")","v":""},{"$f":"IF($B55<>\"\",IF(INDIRECT(\"Measures!\"&Z$2&$B55)<>\"\",INDIRECT(\"Measures!\"&Z$2&$B55),\"\"),\"\")","v":""},{"$f":"IF($B55<>\"\",IF(INDIRECT(\"Measures!\"&AA$2&$B55)<>\"\",INDIRECT(\"Measures!\"&AA$2&$B55),\"\"),\"\")","v":""},{"$f":"IF($B55<>\"\",IF(INDIRECT(\"Measures!\"&AB$2&$B55)<>\"\",INDIRECT(\"Measures!\"&AB$2&$B55),\"\"),\"\")","v":""},{"$f":"IF($B55<>\"\",IF(INDIRECT(\"Measures!\"&AC$2&$B55)<>\"\",INDIRECT(\"Measures!\"&AC$2&$B55),\"\"),\"\")","v":""},{"$f":"IF($B55<>\"\",IF(INDIRECT(\"Measures!\"&AD$2&$B55)<>\"\",INDIRECT(\"Measures!\"&AD$2&$B55),\"\"),\"\")","v":""},{"$f":"IF($B55<>\"\",IF(INDIRECT(\"Measures!\"&AE$2&$B55)<>\"\",INDIRECT(\"Measures!\"&AE$2&$B55),\"\"),\"\")","v":""},{"$f":"IF($B55<>\"\",IF(INDIRECT(\"Measures!\"&AF$2&$B55)<>\"\",INDIRECT(\"Measures!\"&AF$2&$B55),\"\"),\"\")","v":""},{"$f":"IF($B55<>\"\",IF(INDIRECT(\"Measures!\"&AG$2&$B55)<>\"\",INDIRECT(\"Measures!\"&AG$2&$B55),\"\"),\"\")","v":""},{"$f":"IF($B55<>\"\",IF(INDIRECT(\"Measures!\"&AH$2&$B55)<>\"\",INDIRECT(\"Measures!\"&AH$2&$B55),\"\"),\"\")","v":""},{"$f":"INDEX('Measure Descriptions'!$A$10:$A$46,MATCH(Map_Elec_Fin[[#This Row],[Measure]],'Measure Descriptions'!$B$10:$B$46,0))","v":""},{"$f":"IF($B55<>\"\",IF(VLOOKUP(Map_Elec_Fin[[#This Row],[Measure]],'Measure Descriptions'!$B$10:$H$46,AJ$2,FALSE)<>\"\",VLOOKUP(Map_Elec_Fin[[#This Row],[Measure]],'Measure Descriptions'!$B$10:$H$46,AJ$2,FALSE),\"\"),\"\")","v":""},{"$f":"IF($B55<>\"\",IF(VLOOKUP(Map_Elec_Fin[[#This Row],[Measure]],'Measure Descriptions'!$B$10:$H$46,AK$2,FALSE)<>\"\",VLOOKUP(Map_Elec_Fin[[#This Row],[Measure]],'Measure Descriptions'!$B$10:$H$46,AK$2,FALSE),\"\"),\"\")","v":""},{"$f":"IF($B55<>\"\",IF(VLOOKUP(Map_Elec_Fin[[#This Row],[Measure]],'Measure Descriptions'!$B$10:$H$46,AL$2,FALSE)<>\"\",VLOOKUP(Map_Elec_Fin[[#This Row],[Measure]],'Measure Descriptions'!$B$10:$H$46,AL$2,FALSE),\"\"),\"\")","v":""},{"$f":"IF($B55<>\"\",IF(VLOOKUP(Map_Elec_Fin[[#This Row],[Measure]],'Measure Descriptions'!$B$10:$H$46,AM$2,FALSE)<>\"\",VLOOKUP(Map_Elec_Fin[[#This Row],[Measure]],'Measure Descriptions'!$B$10:$H$46,AM$2,FALSE),\"\"),\"\")","v":""},{"$f":"IF($B55<>\"\",IF(VLOOKUP(Map_Elec_Fin[[#This Row],[Measure]],'Measure Descriptions'!$B$10:$H$46,AN$2,FALSE)<>\"\",VLOOKUP(Map_Elec_Fin[[#This Row],[Measure]],'Measure Descriptions'!$B$10:$H$46,AN$2,FALSE),\"\"),\"\")","v":""},{"$f":"IF($B55<>\"\",IF(VLOOKUP(Map_Elec_Fin[[#This Row],[Measure]],'Measure Descriptions'!$B$10:$H$46,AO$2,FALSE)<>\"\",VLOOKUP(Map_Elec_Fin[[#This Row],[Measure]],'Measure Descriptions'!$B$10:$H$46,AO$2,FALSE),\"\"),\"\")","v":""},{"$f":"IF($B55<>\"\",IF(INDIRECT(\"Measures!\"&AP$2&$B55)<>\"\",INDIRECT(\"Measures!\"&AP$2&$B55),\"\"),\"\")","v":""},null,null,null,null,null,null,null,null,null,null,null,"","",{"$f":"IF($BA55<>\"\",IF(INDIRECT(\"Measures!\"&BD$2&$BA55)<>\"\",INDIRECT(\"Measures!\"&BD$2&$BA55),\"\"),\"\")","v":""},{"$f":"IF($BA55<>\"\",IF(INDIRECT(\"Measures!\"&BE$2&$BA55)<>\"\",INDIRECT(\"Measures!\"&BE$2&$BA55),\"\"),\"\")","v":""},{"$f":"IF($BA55<>\"\",IF(INDIRECT(\"Measures!\"&BF$2&$BA55)<>\"\",INDIRECT(\"Measures!\"&BF$2&$BA55),\"\"),\"\")","v":""},{"$f":"IF($BA55<>\"\",IF(INDIRECT(\"Measures!\"&BG$2&$BA55)<>\"\",INDIRECT(\"Measures!\"&BG$2&$BA55),\"\"),\"\")","v":""},{"$f":"IF($BA55<>\"\",IF(INDIRECT(\"Measures!\"&BH$2&$BA55)<>\"\",INDIRECT(\"Measures!\"&BH$2&$BA55),\"\"),\"\")","v":""},{"$f":"IF($BA55<>\"\",IF(INDIRECT(\"Measures!\"&BI$2&$BA55)<>\"\",INDIRECT(\"Measures!\"&BI$2&$BA55),\"\"),\"\")","v":""},{"$f":"IF($BA55<>\"\",IF(INDIRECT(\"Measures!\"&BJ$2&$BA55)<>\"\",INDIRECT(\"Measures!\"&BJ$2&$BA55),\"\"),\"\")","v":""},{"$f":"IF($BA55<>\"\",IF(INDIRECT(\"Measures!\"&BK$2&$BA55)<>\"\",INDIRECT(\"Measures!\"&BK$2&$BA55),\"\"),\"\")","v":""},{"$f":"IF($BA55<>\"\",IF(INDIRECT(\"Measures!\"&BL$2&$BA55)<>\"\",INDIRECT(\"Measures!\"&BL$2&$BA55),\"\"),\"\")","v":""},{"$f":"IF($BA55<>\"\",IF(INDIRECT(\"Measures!\"&BM$2&$BA55)<>\"\",INDIRECT(\"Measures!\"&BM$2&$BA55),\"\"),\"\")","v":""},{"$f":"IF($BA55<>\"\",IF(INDIRECT(\"Measures!\"&BN$2&$BA55)<>\"\",INDIRECT(\"Measures!\"&BN$2&$BA55),\"\"),\"\")","v":""},{"$f":"IF($BA55<>\"\",IF(INDIRECT(\"Measures!\"&BO$2&$BA55)<>\"\",INDIRECT(\"Measures!\"&BO$2&$BA55),\"\"),\"\")","v":""},{"$f":"IF($BA55<>\"\",IF(INDIRECT(\"Measures!\"&BP$2&$BA55)<>\"\",INDIRECT(\"Measures!\"&BP$2&$BA55),\"\"),\"\")","v":""},{"$f":"IF($BA55<>\"\",IF(INDIRECT(\"Measures!\"&BQ$2&$BA55)<>\"\",INDIRECT(\"Measures!\"&BQ$2&$BA55),\"\"),\"\")","v":""},{"$f":"IF($BA55<>\"\",IF(INDIRECT(\"Measures!\"&BR$2&$BA55)<>\"\",INDIRECT(\"Measures!\"&BR$2&$BA55),\"\"),\"\")","v":""},{"$f":"IF($BA55<>\"\",IF(INDIRECT(\"Measures!\"&BS$2&$BA55)<>\"\",INDIRECT(\"Measures!\"&BS$2&$BA55),\"\"),\"\")","v":""},{"$f":"IF($BA55<>\"\",IF(INDIRECT(\"Measures!\"&BT$2&$BA55)<>\"\",INDIRECT(\"Measures!\"&BT$2&$BA55),\"\"),\"\")","v":""},{"$f":"IF($BA55<>\"\",IF(INDIRECT(\"Measures!\"&BU$2&$BA55)<>\"\",INDIRECT(\"Measures!\"&BU$2&$BA55),\"\"),\"\")","v":""},{"$f":"IF($BA55<>\"\",IF(INDIRECT(\"Measures!\"&BV$2&$BA55)<>\"\",INDIRECT(\"Measures!\"&BV$2&$BA55),\"\"),\"\")","v":""},{"$f":"IF($BA55<>\"\",IF(INDIRECT(\"Measures!\"&BW$2&$BA55)<>\"\",INDIRECT(\"Measures!\"&BW$2&$BA55),\"\"),\"\")","v":""},{"$f":"IF($BA55<>\"\",IF(INDIRECT(\"Measures!\"&BX$2&$BA55)<>\"\",INDIRECT(\"Measures!\"&BX$2&$BA55),\"\"),\"\")","v":""},{"$f":"IF($BA55<>\"\",IF(INDIRECT(\"Measures!\"&BY$2&$BA55)<>\"\",INDIRECT(\"Measures!\"&BY$2&$BA55),\"\"),\"\")","v":""},{"$f":"IF($BA55<>\"\",IF(INDIRECT(\"Measures!\"&BZ$2&$BA55)<>\"\",INDIRECT(\"Measures!\"&BZ$2&$BA55),\"\"),\"\")","v":""},{"$f":"IF($BA55<>\"\",IF(INDIRECT(\"Measures!\"&CA$2&$BA55)<>\"\",INDIRECT(\"Measures!\"&CA$2&$BA55),\"\"),\"\")","v":""},{"$f":"IF($BA55<>\"\",IF(INDIRECT(\"Measures!\"&CB$2&$BA55)<>\"\",INDIRECT(\"Measures!\"&CB$2&$BA55),\"\"),\"\")","v":""},{"$f":"IF($BA55<>\"\",IF(INDIRECT(\"Measures!\"&CC$2&$BA55)<>\"\",INDIRECT(\"Measures!\"&CC$2&$BA55),\"\"),\"\")","v":""},{"$f":"IF($BA55<>\"\",IF(INDIRECT(\"Measures!\"&CD$2&$BA55)<>\"\",INDIRECT(\"Measures!\"&CD$2&$BA55),\"\"),\"\")","v":""},{"$f":"IF($BA55<>\"\",IF(INDIRECT(\"Measures!\"&CE$2&$BA55)<>\"\",INDIRECT(\"Measures!\"&CE$2&$BA55),\"\"),\"\")","v":""},{"$f":"IF($BA55<>\"\",IF(INDIRECT(\"Measures!\"&CF$2&$BA55)<>\"\",INDIRECT(\"Measures!\"&CF$2&$BA55),\"\"),\"\")","v":""},{"$f":"IF($BA55<>\"\",IF(INDIRECT(\"Measures!\"&CG$2&$BA55)<>\"\",INDIRECT(\"Measures!\"&CG$2&$BA55),\"\"),\"\")","v":""},{"$f":"INDEX('Measure Descriptions'!$A$10:$A$46,MATCH(Map_Gas_Fin[[#This Row],[Measure]],'Measure Descriptions'!$B$10:$B$46,0))","v":""},{"$f":"IF($BA55<>\"\",IF(VLOOKUP(Map_Gas_Fin[[#This Row],[Measure]],'Measure Descriptions'!$B$10:$H$46,CI$2,FALSE)<>\"\",VLOOKUP(Map_Gas_Fin[[#This Row],[Measure]],'Measure Descriptions'!$B$10:$H$46,CI$2,FALSE),\"\"),\"\")","v":""},{"$f":"IF($BA55<>\"\",IF(VLOOKUP(Map_Gas_Fin[[#This Row],[Measure]],'Measure Descriptions'!$B$10:$H$46,CJ$2,FALSE)<>\"\",VLOOKUP(Map_Gas_Fin[[#This Row],[Measure]],'Measure Descriptions'!$B$10:$H$46,CJ$2,FALSE),\"\"),\"\")","v":""},{"$f":"IF($BA55<>\"\",IF(VLOOKUP(Map_Gas_Fin[[#This Row],[Measure]],'Measure Descriptions'!$B$10:$H$46,CK$2,FALSE)<>\"\",VLOOKUP(Map_Gas_Fin[[#This Row],[Measure]],'Measure Descriptions'!$B$10:$H$46,CK$2,FALSE),\"\"),\"\")","v":""},{"$f":"IF($BA55<>\"\",IF(VLOOKUP(Map_Gas_Fin[[#This Row],[Measure]],'Measure Descriptions'!$B$10:$H$46,CL$2,FALSE)<>\"\",VLOOKUP(Map_Gas_Fin[[#This Row],[Measure]],'Measure Descriptions'!$B$10:$H$46,CL$2,FALSE),\"\"),\"\")","v":""},{"$f":"IF($BA55<>\"\",IF(VLOOKUP(Map_Gas_Fin[[#This Row],[Measure]],'Measure Descriptions'!$B$10:$H$46,CM$2,FALSE)<>\"\",VLOOKUP(Map_Gas_Fin[[#This Row],[Measure]],'Measure Descriptions'!$B$10:$H$46,CM$2,FALSE),\"\"),\"\")","v":""},{"$f":"IF($BA55<>\"\",IF(VLOOKUP(Map_Gas_Fin[[#This Row],[Measure]],'Measure Descriptions'!$B$10:$H$46,CN$2,FALSE)<>\"\",VLOOKUP(Map_Gas_Fin[[#This Row],[Measure]],'Measure Descriptions'!$B$10:$H$46,CN$2,FALSE),\"\"),\"\")","v":""},{"$f":"IF($BA55<>\"\",IF(INDIRECT(\"Measures!\"&CO$2&$BA55)<>\"\",INDIRECT(\"Measures!\"&CO$2&$BA55),\"\"),\"\")","v":""}]
[null,null,"","",{"$f":"IF($B56<>\"\",IF(INDIRECT(\"Measures!\"&E$2&$B56)<>\"\",INDIRECT(\"Measures!\"&E$2&$B56),\"\"),\"\")","v":""},{"$f":"IF($B56<>\"\",IF(INDIRECT(\"Measures!\"&F$2&$B56)<>\"\",INDIRECT(\"Measures!\"&F$2&$B56),\"\"),\"\")","v":""},{"$f":"IF($B56<>\"\",IF(INDIRECT(\"Measures!\"&G$2&$B56)<>\"\",INDIRECT(\"Measures!\"&G$2&$B56),\"\"),\"\")","v":""},{"$f":"IF($B56<>\"\",IF(INDIRECT(\"Measures!\"&H$2&$B56)<>\"\",INDIRECT(\"Measures!\"&H$2&$B56),\"\"),\"\")","v":""},{"$f":"IF($B56<>\"\",IF(INDIRECT(\"Measures!\"&I$2&$B56)<>\"\",INDIRECT(\"Measures!\"&I$2&$B56),\"\"),\"\")","v":""},{"$f":"IF($B56<>\"\",IF(INDIRECT(\"Measures!\"&J$2&$B56)<>\"\",INDIRECT(\"Measures!\"&J$2&$B56),\"\"),\"\")","v":""},{"$f":"IF($B56<>\"\",IF(INDIRECT(\"Measures!\"&K$2&$B56)<>\"\",INDIRECT(\"Measures!\"&K$2&$B56),\"\"),\"\")","v":""},{"$f":"IF($B56<>\"\",IF(INDIRECT(\"Measures!\"&L$2&$B56)<>\"\",INDIRECT(\"Measures!\"&L$2&$B56),\"\"),\"\")","v":""},{"$f":"IF($B56<>\"\",IF(INDIRECT(\"Measures!\"&M$2&$B56)<>\"\",INDIRECT(\"Measures!\"&M$2&$B56),\"\"),\"\")","v":""},{"$f":"IF($B56<>\"\",IF(INDIRECT(\"Measures!\"&N$2&$B56)<>\"\",INDIRECT(\"Measures!\"&N$2&$B56),\"\"),\"\")","v":""},{"$f":"IF($B56<>\"\",IF(INDIRECT(\"Measures!\"&O$2&$B56)<>\"\",INDIRECT(\"Measures!\"&O$2&$B56),\"\"),\"\")","v":""},{"$f":"IF($B56<>\"\",IF(INDIRECT(\"Measures!\"&P$2&$B56)<>\"\",INDIRECT(\"Measures!\"&P$2&$B56),\"\"),\"\")","v":""},{"$f":"IF($B56<>\"\",IF(INDIRECT(\"Measures!\"&Q$2&$B56)<>\"\",INDIRECT(\"Measures!\"&Q$2&$B56),\"\"),\"\")","v":""},{"$f":"IF($B56<>\"\",IF(INDIRECT(\"Measures!\"&R$2&$B56)<>\"\",INDIRECT(\"Measures!\"&R$2&$B56),\"\"),\"\")","v":""},{"$f":"IF($B56<>\"\",IF(INDIRECT(\"Measures!\"&S$2&$B56)<>\"\",INDIRECT(\"Measures!\"&S$2&$B56),\"\"),\"\")","v":""},{"$f":"IF($B56<>\"\",IF(INDIRECT(\"Measures!\"&T$2&$B56)<>\"\",INDIRECT(\"Measures!\"&T$2&$B56),\"\"),\"\")","v":""},{"$f":"IF($B56<>\"\",IF(INDIRECT(\"Measures!\"&U$2&$B56)<>\"\",INDIRECT(\"Measures!\"&U$2&$B56),\"\"),\"\")","v":""},{"$f":"IF($B56<>\"\",IF(INDIRECT(\"Measures!\"&V$2&$B56)<>\"\",INDIRECT(\"Measures!\"&V$2&$B56),\"\"),\"\")","v":""},{"$f":"IF($B56<>\"\",IF(INDIRECT(\"Measures!\"&W$2&$B56)<>\"\",INDIRECT(\"Measures!\"&W$2&$B56),\"\"),\"\")","v":""},{"$f":"IF($B56<>\"\",IF(INDIRECT(\"Measures!\"&X$2&$B56)<>\"\",INDIRECT(\"Measures!\"&X$2&$B56),\"\"),\"\")","v":""},{"$f":"IF($B56<>\"\",IF(INDIRECT(\"Measures!\"&Y$2&$B56)<>\"\",INDIRECT(\"Measures!\"&Y$2&$B56),\"\"),\"\")","v":""},{"$f":"IF($B56<>\"\",IF(INDIRECT(\"Measures!\"&Z$2&$B56)<>\"\",INDIRECT(\"Measures!\"&Z$2&$B56),\"\"),\"\")","v":""},{"$f":"IF($B56<>\"\",IF(INDIRECT(\"Measures!\"&AA$2&$B56)<>\"\",INDIRECT(\"Measures!\"&AA$2&$B56),\"\"),\"\")","v":""},{"$f":"IF($B56<>\"\",IF(INDIRECT(\"Measures!\"&AB$2&$B56)<>\"\",INDIRECT(\"Measures!\"&AB$2&$B56),\"\"),\"\")","v":""},{"$f":"IF($B56<>\"\",IF(INDIRECT(\"Measures!\"&AC$2&$B56)<>\"\",INDIRECT(\"Measures!\"&AC$2&$B56),\"\"),\"\")","v":""},{"$f":"IF($B56<>\"\",IF(INDIRECT(\"Measures!\"&AD$2&$B56)<>\"\",INDIRECT(\"Measures!\"&AD$2&$B56),\"\"),\"\")","v":""},{"$f":"IF($B56<>\"\",IF(INDIRECT(\"Measures!\"&AE$2&$B56)<>\"\",INDIRECT(\"Measures!\"&AE$2&$B56),\"\"),\"\")","v":""},{"$f":"IF($B56<>\"\",IF(INDIRECT(\"Measures!\"&AF$2&$B56)<>\"\",INDIRECT(\"Measures!\"&AF$2&$B56),\"\"),\"\")","v":""},{"$f":"IF($B56<>\"\",IF(INDIRECT(\"Measures!\"&AG$2&$B56)<>\"\",INDIRECT(\"Measures!\"&AG$2&$B56),\"\"),\"\")","v":""},{"$f":"IF($B56<>\"\",IF(INDIRECT(\"Measures!\"&AH$2&$B56)<>\"\",INDIRECT(\"Measures!\"&AH$2&$B56),\"\"),\"\")","v":""},{"$f":"INDEX('Measure Descriptions'!$A$10:$A$46,MATCH(Map_Elec_Fin[[#This Row],[Measure]],'Measure Descriptions'!$B$10:$B$46,0))","v":""},{"$f":"IF($B56<>\"\",IF(VLOOKUP(Map_Elec_Fin[[#This Row],[Measure]],'Measure Descriptions'!$B$10:$H$46,AJ$2,FALSE)<>\"\",VLOOKUP(Map_Elec_Fin[[#This Row],[Measure]],'Measure Descriptions'!$B$10:$H$46,AJ$2,FALSE),\"\"),\"\")","v":""},{"$f":"IF($B56<>\"\",IF(VLOOKUP(Map_Elec_Fin[[#This Row],[Measure]],'Measure Descriptions'!$B$10:$H$46,AK$2,FALSE)<>\"\",VLOOKUP(Map_Elec_Fin[[#This Row],[Measure]],'Measure Descriptions'!$B$10:$H$46,AK$2,FALSE),\"\"),\"\")","v":""},{"$f":"IF($B56<>\"\",IF(VLOOKUP(Map_Elec_Fin[[#This Row],[Measure]],'Measure Descriptions'!$B$10:$H$46,AL$2,FALSE)<>\"\",VLOOKUP(Map_Elec_Fin[[#This Row],[Measure]],'Measure Descriptions'!$B$10:$H$46,AL$2,FALSE),\"\"),\"\")","v":""},{"$f":"IF($B56<>\"\",IF(VLOOKUP(Map_Elec_Fin[[#This Row],[Measure]],'Measure Descriptions'!$B$10:$H$46,AM$2,FALSE)<>\"\",VLOOKUP(Map_Elec_Fin[[#This Row],[Measure]],'Measure Descriptions'!$B$10:$H$46,AM$2,FALSE),\"\"),\"\")","v":""},{"$f":"IF($B56<>\"\",IF(VLOOKUP(Map_Elec_Fin[[#This Row],[Measure]],'Measure Descriptions'!$B$10:$H$46,AN$2,FALSE)<>\"\",VLOOKUP(Map_Elec_Fin[[#This Row],[Measure]],'Measure Descriptions'!$B$10:$H$46,AN$2,FALSE),\"\"),\"\")","v":""},{"$f":"IF($B56<>\"\",IF(VLOOKUP(Map_Elec_Fin[[#This Row],[Measure]],'Measure Descriptions'!$B$10:$H$46,AO$2,FALSE)<>\"\",VLOOKUP(Map_Elec_Fin[[#This Row],[Measure]],'Measure Descriptions'!$B$10:$H$46,AO$2,FALSE),\"\"),\"\")","v":""},{"$f":"IF($B56<>\"\",IF(INDIRECT(\"Measures!\"&AP$2&$B56)<>\"\",INDIRECT(\"Measures!\"&AP$2&$B56),\"\"),\"\")","v":""},null,null,null,null,null,null,null,null,null,null,null,"","",{"$f":"IF($BA56<>\"\",IF(INDIRECT(\"Measures!\"&BD$2&$BA56)<>\"\",INDIRECT(\"Measures!\"&BD$2&$BA56),\"\"),\"\")","v":""},{"$f":"IF($BA56<>\"\",IF(INDIRECT(\"Measures!\"&BE$2&$BA56)<>\"\",INDIRECT(\"Measures!\"&BE$2&$BA56),\"\"),\"\")","v":""},{"$f":"IF($BA56<>\"\",IF(INDIRECT(\"Measures!\"&BF$2&$BA56)<>\"\",INDIRECT(\"Measures!\"&BF$2&$BA56),\"\"),\"\")","v":""},{"$f":"IF($BA56<>\"\",IF(INDIRECT(\"Measures!\"&BG$2&$BA56)<>\"\",INDIRECT(\"Measures!\"&BG$2&$BA56),\"\"),\"\")","v":""},{"$f":"IF($BA56<>\"\",IF(INDIRECT(\"Measures!\"&BH$2&$BA56)<>\"\",INDIRECT(\"Measures!\"&BH$2&$BA56),\"\"),\"\")","v":""},{"$f":"IF($BA56<>\"\",IF(INDIRECT(\"Measures!\"&BI$2&$BA56)<>\"\",INDIRECT(\"Measures!\"&BI$2&$BA56),\"\"),\"\")","v":""},{"$f":"IF($BA56<>\"\",IF(INDIRECT(\"Measures!\"&BJ$2&$BA56)<>\"\",INDIRECT(\"Measures!\"&BJ$2&$BA56),\"\"),\"\")","v":""},{"$f":"IF($BA56<>\"\",IF(INDIRECT(\"Measures!\"&BK$2&$BA56)<>\"\",INDIRECT(\"Measures!\"&BK$2&$BA56),\"\"),\"\")","v":""},{"$f":"IF($BA56<>\"\",IF(INDIRECT(\"Measures!\"&BL$2&$BA56)<>\"\",INDIRECT(\"Measures!\"&BL$2&$BA56),\"\"),\"\")","v":""},{"$f":"IF($BA56<>\"\",IF(INDIRECT(\"Measures!\"&BM$2&$BA56)<>\"\",INDIRECT(\"Measures!\"&BM$2&$BA56),\"\"),\"\")","v":""},{"$f":"IF($BA56<>\"\",IF(INDIRECT(\"Measures!\"&BN$2&$BA56)<>\"\",INDIRECT(\"Measures!\"&BN$2&$BA56),\"\"),\"\")","v":""},{"$f":"IF($BA56<>\"\",IF(INDIRECT(\"Measures!\"&BO$2&$BA56)<>\"\",INDIRECT(\"Measures!\"&BO$2&$BA56),\"\"),\"\")","v":""},{"$f":"IF($BA56<>\"\",IF(INDIRECT(\"Measures!\"&BP$2&$BA56)<>\"\",INDIRECT(\"Measures!\"&BP$2&$BA56),\"\"),\"\")","v":""},{"$f":"IF($BA56<>\"\",IF(INDIRECT(\"Measures!\"&BQ$2&$BA56)<>\"\",INDIRECT(\"Measures!\"&BQ$2&$BA56),\"\"),\"\")","v":""},{"$f":"IF($BA56<>\"\",IF(INDIRECT(\"Measures!\"&BR$2&$BA56)<>\"\",INDIRECT(\"Measures!\"&BR$2&$BA56),\"\"),\"\")","v":""},{"$f":"IF($BA56<>\"\",IF(INDIRECT(\"Measures!\"&BS$2&$BA56)<>\"\",INDIRECT(\"Measures!\"&BS$2&$BA56),\"\"),\"\")","v":""},{"$f":"IF($BA56<>\"\",IF(INDIRECT(\"Measures!\"&BT$2&$BA56)<>\"\",INDIRECT(\"Measures!\"&BT$2&$BA56),\"\"),\"\")","v":""},{"$f":"IF($BA56<>\"\",IF(INDIRECT(\"Measures!\"&BU$2&$BA56)<>\"\",INDIRECT(\"Measures!\"&BU$2&$BA56),\"\"),\"\")","v":""},{"$f":"IF($BA56<>\"\",IF(INDIRECT(\"Measures!\"&BV$2&$BA56)<>\"\",INDIRECT(\"Measures!\"&BV$2&$BA56),\"\"),\"\")","v":""},{"$f":"IF($BA56<>\"\",IF(INDIRECT(\"Measures!\"&BW$2&$BA56)<>\"\",INDIRECT(\"Measures!\"&BW$2&$BA56),\"\"),\"\")","v":""},{"$f":"IF($BA56<>\"\",IF(INDIRECT(\"Measures!\"&BX$2&$BA56)<>\"\",INDIRECT(\"Measures!\"&BX$2&$BA56),\"\"),\"\")","v":""},{"$f":"IF($BA56<>\"\",IF(INDIRECT(\"Measures!\"&BY$2&$BA56)<>\"\",INDIRECT(\"Measures!\"&BY$2&$BA56),\"\"),\"\")","v":""},{"$f":"IF($BA56<>\"\",IF(INDIRECT(\"Measures!\"&BZ$2&$BA56)<>\"\",INDIRECT(\"Measures!\"&BZ$2&$BA56),\"\"),\"\")","v":""},{"$f":"IF($BA56<>\"\",IF(INDIRECT(\"Measures!\"&CA$2&$BA56)<>\"\",INDIRECT(\"Measures!\"&CA$2&$BA56),\"\"),\"\")","v":""},{"$f":"IF($BA56<>\"\",IF(INDIRECT(\"Measures!\"&CB$2&$BA56)<>\"\",INDIRECT(\"Measures!\"&CB$2&$BA56),\"\"),\"\")","v":""},{"$f":"IF($BA56<>\"\",IF(INDIRECT(\"Measures!\"&CC$2&$BA56)<>\"\",INDIRECT(\"Measures!\"&CC$2&$BA56),\"\"),\"\")","v":""},{"$f":"IF($BA56<>\"\",IF(INDIRECT(\"Measures!\"&CD$2&$BA56)<>\"\",INDIRECT(\"Measures!\"&CD$2&$BA56),\"\"),\"\")","v":""},{"$f":"IF($BA56<>\"\",IF(INDIRECT(\"Measures!\"&CE$2&$BA56)<>\"\",INDIRECT(\"Measures!\"&CE$2&$BA56),\"\"),\"\")","v":""},{"$f":"IF($BA56<>\"\",IF(INDIRECT(\"Measures!\"&CF$2&$BA56)<>\"\",INDIRECT(\"Measures!\"&CF$2&$BA56),\"\"),\"\")","v":""},{"$f":"IF($BA56<>\"\",IF(INDIRECT(\"Measures!\"&CG$2&$BA56)<>\"\",INDIRECT(\"Measures!\"&CG$2&$BA56),\"\"),\"\")","v":""},{"$f":"INDEX('Measure Descriptions'!$A$10:$A$46,MATCH(Map_Gas_Fin[[#This Row],[Measure]],'Measure Descriptions'!$B$10:$B$46,0))","v":""},{"$f":"IF($BA56<>\"\",IF(VLOOKUP(Map_Gas_Fin[[#This Row],[Measure]],'Measure Descriptions'!$B$10:$H$46,CI$2,FALSE)<>\"\",VLOOKUP(Map_Gas_Fin[[#This Row],[Measure]],'Measure Descriptions'!$B$10:$H$46,CI$2,FALSE),\"\"),\"\")","v":""},{"$f":"IF($BA56<>\"\",IF(VLOOKUP(Map_Gas_Fin[[#This Row],[Measure]],'Measure Descriptions'!$B$10:$H$46,CJ$2,FALSE)<>\"\",VLOOKUP(Map_Gas_Fin[[#This Row],[Measure]],'Measure Descriptions'!$B$10:$H$46,CJ$2,FALSE),\"\"),\"\")","v":""},{"$f":"IF($BA56<>\"\",IF(VLOOKUP(Map_Gas_Fin[[#This Row],[Measure]],'Measure Descriptions'!$B$10:$H$46,CK$2,FALSE)<>\"\",VLOOKUP(Map_Gas_Fin[[#This Row],[Measure]],'Measure Descriptions'!$B$10:$H$46,CK$2,FALSE),\"\"),\"\")","v":""},{"$f":"IF($BA56<>\"\",IF(VLOOKUP(Map_Gas_Fin[[#This Row],[Measure]],'Measure Descriptions'!$B$10:$H$46,CL$2,FALSE)<>\"\",VLOOKUP(Map_Gas_Fin[[#This Row],[Measure]],'Measure Descriptions'!$B$10:$H$46,CL$2,FALSE),\"\"),\"\")","v":""},{"$f":"IF($BA56<>\"\",IF(VLOOKUP(Map_Gas_Fin[[#This Row],[Measure]],'Measure Descriptions'!$B$10:$H$46,CM$2,FALSE)<>\"\",VLOOKUP(Map_Gas_Fin[[#This Row],[Measure]],'Measure Descriptions'!$B$10:$H$46,CM$2,FALSE),\"\"),\"\")","v":""},{"$f":"IF($BA56<>\"\",IF(VLOOKUP(Map_Gas_Fin[[#This Row],[Measure]],'Measure Descriptions'!$B$10:$H$46,CN$2,FALSE)<>\"\",VLOOKUP(Map_Gas_Fin[[#This Row],[Measure]],'Measure Descriptions'!$B$10:$H$46,CN$2,FALSE),\"\"),\"\")","v":""},{"$f":"IF($BA56<>\"\",IF(INDIRECT(\"Measures!\"&CO$2&$BA56)<>\"\",INDIRECT(\"Measures!\"&CO$2&$BA56),\"\"),\"\")","v":""}]
[null,null,"","",{"$f":"IF($B57<>\"\",IF(INDIRECT(\"Measures!\"&E$2&$B57)<>\"\",INDIRECT(\"Measures!\"&E$2&$B57),\"\"),\"\")","v":""},{"$f":"IF($B57<>\"\",IF(INDIRECT(\"Measures!\"&F$2&$B57)<>\"\",INDIRECT(\"Measures!\"&F$2&$B57),\"\"),\"\")","v":""},{"$f":"IF($B57<>\"\",IF(INDIRECT(\"Measures!\"&G$2&$B57)<>\"\",INDIRECT(\"Measures!\"&G$2&$B57),\"\"),\"\")","v":""},{"$f":"IF($B57<>\"\",IF(INDIRECT(\"Measures!\"&H$2&$B57)<>\"\",INDIRECT(\"Measures!\"&H$2&$B57),\"\"),\"\")","v":""},{"$f":"IF($B57<>\"\",IF(INDIRECT(\"Measures!\"&I$2&$B57)<>\"\",INDIRECT(\"Measures!\"&I$2&$B57),\"\"),\"\")","v":""},{"$f":"IF($B57<>\"\",IF(INDIRECT(\"Measures!\"&J$2&$B57)<>\"\",INDIRECT(\"Measures!\"&J$2&$B57),\"\"),\"\")","v":""},{"$f":"IF($B57<>\"\",IF(INDIRECT(\"Measures!\"&K$2&$B57)<>\"\",INDIRECT(\"Measures!\"&K$2&$B57),\"\"),\"\")","v":""},{"$f":"IF($B57<>\"\",IF(INDIRECT(\"Measures!\"&L$2&$B57)<>\"\",INDIRECT(\"Measures!\"&L$2&$B57),\"\"),\"\")","v":""},{"$f":"IF($B57<>\"\",IF(INDIRECT(\"Measures!\"&M$2&$B57)<>\"\",INDIRECT(\"Measures!\"&M$2&$B57),\"\"),\"\")","v":""},{"$f":"IF($B57<>\"\",IF(INDIRECT(\"Measures!\"&N$2&$B57)<>\"\",INDIRECT(\"Measures!\"&N$2&$B57),\"\"),\"\")","v":""},{"$f":"IF($B57<>\"\",IF(INDIRECT(\"Measures!\"&O$2&$B57)<>\"\",INDIRECT(\"Measures!\"&O$2&$B57),\"\"),\"\")","v":""},{"$f":"IF($B57<>\"\",IF(INDIRECT(\"Measures!\"&P$2&$B57)<>\"\",INDIRECT(\"Measures!\"&P$2&$B57),\"\"),\"\")","v":""},{"$f":"IF($B57<>\"\",IF(INDIRECT(\"Measures!\"&Q$2&$B57)<>\"\",INDIRECT(\"Measures!\"&Q$2&$B57),\"\"),\"\")","v":""},{"$f":"IF($B57<>\"\",IF(INDIRECT(\"Measures!\"&R$2&$B57)<>\"\",INDIRECT(\"Measures!\"&R$2&$B57),\"\"),\"\")","v":""},{"$f":"IF($B57<>\"\",IF(INDIRECT(\"Measures!\"&S$2&$B57)<>\"\",INDIRECT(\"Measures!\"&S$2&$B57),\"\"),\"\")","v":""},{"$f":"IF($B57<>\"\",IF(INDIRECT(\"Measures!\"&T$2&$B57)<>\"\",INDIRECT(\"Measures!\"&T$2&$B57),\"\"),\"\")","v":""},{"$f":"IF($B57<>\"\",IF(INDIRECT(\"Measures!\"&U$2&$B57)<>\"\",INDIRECT(\"Measures!\"&U$2&$B57),\"\"),\"\")","v":""},{"$f":"IF($B57<>\"\",IF(INDIRECT(\"Measures!\"&V$2&$B57)<>\"\",INDIRECT(\"Measures!\"&V$2&$B57),\"\"),\"\")","v":""},{"$f":"IF($B57<>\"\",IF(INDIRECT(\"Measures!\"&W$2&$B57)<>\"\",INDIRECT(\"Measures!\"&W$2&$B57),\"\"),\"\")","v":""},{"$f":"IF($B57<>\"\",IF(INDIRECT(\"Measures!\"&X$2&$B57)<>\"\",INDIRECT(\"Measures!\"&X$2&$B57),\"\"),\"\")","v":""},{"$f":"IF($B57<>\"\",IF(INDIRECT(\"Measures!\"&Y$2&$B57)<>\"\",INDIRECT(\"Measures!\"&Y$2&$B57),\"\"),\"\")","v":""},{"$f":"IF($B57<>\"\",IF(INDIRECT(\"Measures!\"&Z$2&$B57)<>\"\",INDIRECT(\"Measures!\"&Z$2&$B57),\"\"),\"\")","v":""},{"$f":"IF($B57<>\"\",IF(INDIRECT(\"Measures!\"&AA$2&$B57)<>\"\",INDIRECT(\"Measures!\"&AA$2&$B57),\"\"),\"\")","v":""},{"$f":"IF($B57<>\"\",IF(INDIRECT(\"Measures!\"&AB$2&$B57)<>\"\",INDIRECT(\"Measures!\"&AB$2&$B57),\"\"),\"\")","v":""},{"$f":"IF($B57<>\"\",IF(INDIRECT(\"Measures!\"&AC$2&$B57)<>\"\",INDIRECT(\"Measures!\"&AC$2&$B57),\"\"),\"\")","v":""},{"$f":"IF($B57<>\"\",IF(INDIRECT(\"Measures!\"&AD$2&$B57)<>\"\",INDIRECT(\"Measures!\"&AD$2&$B57),\"\"),\"\")","v":""},{"$f":"IF($B57<>\"\",IF(INDIRECT(\"Measures!\"&AE$2&$B57)<>\"\",INDIRECT(\"Measures!\"&AE$2&$B57),\"\"),\"\")","v":""},{"$f":"IF($B57<>\"\",IF(INDIRECT(\"Measures!\"&AF$2&$B57)<>\"\",INDIRECT(\"Measures!\"&AF$2&$B57),\"\"),\"\")","v":""},{"$f":"IF($B57<>\"\",IF(INDIRECT(\"Measures!\"&AG$2&$B57)<>\"\",INDIRECT(\"Measures!\"&AG$2&$B57),\"\"),\"\")","v":""},{"$f":"IF($B57<>\"\",IF(INDIRECT(\"Measures!\"&AH$2&$B57)<>\"\",INDIRECT(\"Measures!\"&AH$2&$B57),\"\"),\"\")","v":""},{"$f":"INDEX('Measure Descriptions'!$A$10:$A$46,MATCH(Map_Elec_Fin[[#This Row],[Measure]],'Measure Descriptions'!$B$10:$B$46,0))","v":""},{"$f":"IF($B57<>\"\",IF(VLOOKUP(Map_Elec_Fin[[#This Row],[Measure]],'Measure Descriptions'!$B$10:$H$46,AJ$2,FALSE)<>\"\",VLOOKUP(Map_Elec_Fin[[#This Row],[Measure]],'Measure Descriptions'!$B$10:$H$46,AJ$2,FALSE),\"\"),\"\")","v":""},{"$f":"IF($B57<>\"\",IF(VLOOKUP(Map_Elec_Fin[[#This Row],[Measure]],'Measure Descriptions'!$B$10:$H$46,AK$2,FALSE)<>\"\",VLOOKUP(Map_Elec_Fin[[#This Row],[Measure]],'Measure Descriptions'!$B$10:$H$46,AK$2,FALSE),\"\"),\"\")","v":""},{"$f":"IF($B57<>\"\",IF(VLOOKUP(Map_Elec_Fin[[#This Row],[Measure]],'Measure Descriptions'!$B$10:$H$46,AL$2,FALSE)<>\"\",VLOOKUP(Map_Elec_Fin[[#This Row],[Measure]],'Measure Descriptions'!$B$10:$H$46,AL$2,FALSE),\"\"),\"\")","v":""},{"$f":"IF($B57<>\"\",IF(VLOOKUP(Map_Elec_Fin[[#This Row],[Measure]],'Measure Descriptions'!$B$10:$H$46,AM$2,FALSE)<>\"\",VLOOKUP(Map_Elec_Fin[[#This Row],[Measure]],'Measure Descriptions'!$B$10:$H$46,AM$2,FALSE),\"\"),\"\")","v":""},{"$f":"IF($B57<>\"\",IF(VLOOKUP(Map_Elec_Fin[[#This Row],[Measure]],'Measure Descriptions'!$B$10:$H$46,AN$2,FALSE)<>\"\",VLOOKUP(Map_Elec_Fin[[#This Row],[Measure]],'Measure Descriptions'!$B$10:$H$46,AN$2,FALSE),\"\"),\"\")","v":""},{"$f":"IF($B57<>\"\",IF(VLOOKUP(Map_Elec_Fin[[#This Row],[Measure]],'Measure Descriptions'!$B$10:$H$46,AO$2,FALSE)<>\"\",VLOOKUP(Map_Elec_Fin[[#This Row],[Measure]],'Measure Descriptions'!$B$10:$H$46,AO$2,FALSE),\"\"),\"\")","v":""},{"$f":"IF($B57<>\"\",IF(INDIRECT(\"Measures!\"&AP$2&$B57)<>\"\",INDIRECT(\"Measures!\"&AP$2&$B57),\"\"),\"\")","v":""},null,null,null,null,null,null,null,null,null,null,null,"","",{"$f":"IF($BA57<>\"\",IF(INDIRECT(\"Measures!\"&BD$2&$BA57)<>\"\",INDIRECT(\"Measures!\"&BD$2&$BA57),\"\"),\"\")","v":""},{"$f":"IF($BA57<>\"\",IF(INDIRECT(\"Measures!\"&BE$2&$BA57)<>\"\",INDIRECT(\"Measures!\"&BE$2&$BA57),\"\"),\"\")","v":""},{"$f":"IF($BA57<>\"\",IF(INDIRECT(\"Measures!\"&BF$2&$BA57)<>\"\",INDIRECT(\"Measures!\"&BF$2&$BA57),\"\"),\"\")","v":""},{"$f":"IF($BA57<>\"\",IF(INDIRECT(\"Measures!\"&BG$2&$BA57)<>\"\",INDIRECT(\"Measures!\"&BG$2&$BA57),\"\"),\"\")","v":""},{"$f":"IF($BA57<>\"\",IF(INDIRECT(\"Measures!\"&BH$2&$BA57)<>\"\",INDIRECT(\"Measures!\"&BH$2&$BA57),\"\"),\"\")","v":""},{"$f":"IF($BA57<>\"\",IF(INDIRECT(\"Measures!\"&BI$2&$BA57)<>\"\",INDIRECT(\"Measures!\"&BI$2&$BA57),\"\"),\"\")","v":""},{"$f":"IF($BA57<>\"\",IF(INDIRECT(\"Measures!\"&BJ$2&$BA57)<>\"\",INDIRECT(\"Measures!\"&BJ$2&$BA57),\"\"),\"\")","v":""},{"$f":"IF($BA57<>\"\",IF(INDIRECT(\"Measures!\"&BK$2&$BA57)<>\"\",INDIRECT(\"Measures!\"&BK$2&$BA57),\"\"),\"\")","v":""},{"$f":"IF($BA57<>\"\",IF(INDIRECT(\"Measures!\"&BL$2&$BA57)<>\"\",INDIRECT(\"Measures!\"&BL$2&$BA57),\"\"),\"\")","v":""},{"$f":"IF($BA57<>\"\",IF(INDIRECT(\"Measures!\"&BM$2&$BA57)<>\"\",INDIRECT(\"Measures!\"&BM$2&$BA57),\"\"),\"\")","v":""},{"$f":"IF($BA57<>\"\",IF(INDIRECT(\"Measures!\"&BN$2&$BA57)<>\"\",INDIRECT(\"Measures!\"&BN$2&$BA57),\"\"),\"\")","v":""},{"$f":"IF($BA57<>\"\",IF(INDIRECT(\"Measures!\"&BO$2&$BA57)<>\"\",INDIRECT(\"Measures!\"&BO$2&$BA57),\"\"),\"\")","v":""},{"$f":"IF($BA57<>\"\",IF(INDIRECT(\"Measures!\"&BP$2&$BA57)<>\"\",INDIRECT(\"Measures!\"&BP$2&$BA57),\"\"),\"\")","v":""},{"$f":"IF($BA57<>\"\",IF(INDIRECT(\"Measures!\"&BQ$2&$BA57)<>\"\",INDIRECT(\"Measures!\"&BQ$2&$BA57),\"\"),\"\")","v":""},{"$f":"IF($BA57<>\"\",IF(INDIRECT(\"Measures!\"&BR$2&$BA57)<>\"\",INDIRECT(\"Measures!\"&BR$2&$BA57),\"\"),\"\")","v":""},{"$f":"IF($BA57<>\"\",IF(INDIRECT(\"Measures!\"&BS$2&$BA57)<>\"\",INDIRECT(\"Measures!\"&BS$2&$BA57),\"\"),\"\")","v":""},{"$f":"IF($BA57<>\"\",IF(INDIRECT(\"Measures!\"&BT$2&$BA57)<>\"\",INDIRECT(\"Measures!\"&BT$2&$BA57),\"\"),\"\")","v":""},{"$f":"IF($BA57<>\"\",IF(INDIRECT(\"Measures!\"&BU$2&$BA57)<>\"\",INDIRECT(\"Measures!\"&BU$2&$BA57),\"\"),\"\")","v":""},{"$f":"IF($BA57<>\"\",IF(INDIRECT(\"Measures!\"&BV$2&$BA57)<>\"\",INDIRECT(\"Measures!\"&BV$2&$BA57),\"\"),\"\")","v":""},{"$f":"IF($BA57<>\"\",IF(INDIRECT(\"Measures!\"&BW$2&$BA57)<>\"\",INDIRECT(\"Measures!\"&BW$2&$BA57),\"\"),\"\")","v":""},{"$f":"IF($BA57<>\"\",IF(INDIRECT(\"Measures!\"&BX$2&$BA57)<>\"\",INDIRECT(\"Measures!\"&BX$2&$BA57),\"\"),\"\")","v":""},{"$f":"IF($BA57<>\"\",IF(INDIRECT(\"Measures!\"&BY$2&$BA57)<>\"\",INDIRECT(\"Measures!\"&BY$2&$BA57),\"\"),\"\")","v":""},{"$f":"IF($BA57<>\"\",IF(INDIRECT(\"Measures!\"&BZ$2&$BA57)<>\"\",INDIRECT(\"Measures!\"&BZ$2&$BA57),\"\"),\"\")","v":""},{"$f":"IF($BA57<>\"\",IF(INDIRECT(\"Measures!\"&CA$2&$BA57)<>\"\",INDIRECT(\"Measures!\"&CA$2&$BA57),\"\"),\"\")","v":""},{"$f":"IF($BA57<>\"\",IF(INDIRECT(\"Measures!\"&CB$2&$BA57)<>\"\",INDIRECT(\"Measures!\"&CB$2&$BA57),\"\"),\"\")","v":""},{"$f":"IF($BA57<>\"\",IF(INDIRECT(\"Measures!\"&CC$2&$BA57)<>\"\",INDIRECT(\"Measures!\"&CC$2&$BA57),\"\"),\"\")","v":""},{"$f":"IF($BA57<>\"\",IF(INDIRECT(\"Measures!\"&CD$2&$BA57)<>\"\",INDIRECT(\"Measures!\"&CD$2&$BA57),\"\"),\"\")","v":""},{"$f":"IF($BA57<>\"\",IF(INDIRECT(\"Measures!\"&CE$2&$BA57)<>\"\",INDIRECT(\"Measures!\"&CE$2&$BA57),\"\"),\"\")","v":""},{"$f":"IF($BA57<>\"\",IF(INDIRECT(\"Measures!\"&CF$2&$BA57)<>\"\",INDIRECT(\"Measures!\"&CF$2&$BA57),\"\"),\"\")","v":""},{"$f":"IF($BA57<>\"\",IF(INDIRECT(\"Measures!\"&CG$2&$BA57)<>\"\",INDIRECT(\"Measures!\"&CG$2&$BA57),\"\"),\"\")","v":""},{"$f":"INDEX('Measure Descriptions'!$A$10:$A$46,MATCH(Map_Gas_Fin[[#This Row],[Measure]],'Measure Descriptions'!$B$10:$B$46,0))","v":""},{"$f":"IF($BA57<>\"\",IF(VLOOKUP(Map_Gas_Fin[[#This Row],[Measure]],'Measure Descriptions'!$B$10:$H$46,CI$2,FALSE)<>\"\",VLOOKUP(Map_Gas_Fin[[#This Row],[Measure]],'Measure Descriptions'!$B$10:$H$46,CI$2,FALSE),\"\"),\"\")","v":""},{"$f":"IF($BA57<>\"\",IF(VLOOKUP(Map_Gas_Fin[[#This Row],[Measure]],'Measure Descriptions'!$B$10:$H$46,CJ$2,FALSE)<>\"\",VLOOKUP(Map_Gas_Fin[[#This Row],[Measure]],'Measure Descriptions'!$B$10:$H$46,CJ$2,FALSE),\"\"),\"\")","v":""},{"$f":"IF($BA57<>\"\",IF(VLOOKUP(Map_Gas_Fin[[#This Row],[Measure]],'Measure Descriptions'!$B$10:$H$46,CK$2,FALSE)<>\"\",VLOOKUP(Map_Gas_Fin[[#This Row],[Measure]],'Measure Descriptions'!$B$10:$H$46,CK$2,FALSE),\"\"),\"\")","v":""},{"$f":"IF($BA57<>\"\",IF(VLOOKUP(Map_Gas_Fin[[#This Row],[Measure]],'Measure Descriptions'!$B$10:$H$46,CL$2,FALSE)<>\"\",VLOOKUP(Map_Gas_Fin[[#This Row],[Measure]],'Measure Descriptions'!$B$10:$H$46,CL$2,FALSE),\"\"),\"\")","v":""},{"$f":"IF($BA57<>\"\",IF(VLOOKUP(Map_Gas_Fin[[#This Row],[Measure]],'Measure Descriptions'!$B$10:$H$46,CM$2,FALSE)<>\"\",VLOOKUP(Map_Gas_Fin[[#This Row],[Measure]],'Measure Descriptions'!$B$10:$H$46,CM$2,FALSE),\"\"),\"\")","v":""},{"$f":"IF($BA57<>\"\",IF(VLOOKUP(Map_Gas_Fin[[#This Row],[Measure]],'Measure Descriptions'!$B$10:$H$46,CN$2,FALSE)<>\"\",VLOOKUP(Map_Gas_Fin[[#This Row],[Measure]],'Measure Descriptions'!$B$10:$H$46,CN$2,FALSE),\"\"),\"\")","v":""},{"$f":"IF($BA57<>\"\",IF(INDIRECT(\"Measures!\"&CO$2&$BA57)<>\"\",INDIRECT(\"Measures!\"&CO$2&$BA57),\"\"),\"\")","v":""}]
[null,null,"","",{"$f":"IF($B58<>\"\",IF(INDIRECT(\"Measures!\"&E$2&$B58)<>\"\",INDIRECT(\"Measures!\"&E$2&$B58),\"\"),\"\")","v":""},{"$f":"IF($B58<>\"\",IF(INDIRECT(\"Measures!\"&F$2&$B58)<>\"\",INDIRECT(\"Measures!\"&F$2&$B58),\"\"),\"\")","v":""},{"$f":"IF($B58<>\"\",IF(INDIRECT(\"Measures!\"&G$2&$B58)<>\"\",INDIRECT(\"Measures!\"&G$2&$B58),\"\"),\"\")","v":""},{"$f":"IF($B58<>\"\",IF(INDIRECT(\"Measures!\"&H$2&$B58)<>\"\",INDIRECT(\"Measures!\"&H$2&$B58),\"\"),\"\")","v":""},{"$f":"IF($B58<>\"\",IF(INDIRECT(\"Measures!\"&I$2&$B58)<>\"\",INDIRECT(\"Measures!\"&I$2&$B58),\"\"),\"\")","v":""},{"$f":"IF($B58<>\"\",IF(INDIRECT(\"Measures!\"&J$2&$B58)<>\"\",INDIRECT(\"Measures!\"&J$2&$B58),\"\"),\"\")","v":""},{"$f":"IF($B58<>\"\",IF(INDIRECT(\"Measures!\"&K$2&$B58)<>\"\",INDIRECT(\"Measures!\"&K$2&$B58),\"\"),\"\")","v":""},{"$f":"IF($B58<>\"\",IF(INDIRECT(\"Measures!\"&L$2&$B58)<>\"\",INDIRECT(\"Measures!\"&L$2&$B58),\"\"),\"\")","v":""},{"$f":"IF($B58<>\"\",IF(INDIRECT(\"Measures!\"&M$2&$B58)<>\"\",INDIRECT(\"Measures!\"&M$2&$B58),\"\"),\"\")","v":""},{"$f":"IF($B58<>\"\",IF(INDIRECT(\"Measures!\"&N$2&$B58)<>\"\",INDIRECT(\"Measures!\"&N$2&$B58),\"\"),\"\")","v":""},{"$f":"IF($B58<>\"\",IF(INDIRECT(\"Measures!\"&O$2&$B58)<>\"\",INDIRECT(\"Measures!\"&O$2&$B58),\"\"),\"\")","v":""},{"$f":"IF($B58<>\"\",IF(INDIRECT(\"Measures!\"&P$2&$B58)<>\"\",INDIRECT(\"Measures!\"&P$2&$B58),\"\"),\"\")","v":""},{"$f":"IF($B58<>\"\",IF(INDIRECT(\"Measures!\"&Q$2&$B58)<>\"\",INDIRECT(\"Measures!\"&Q$2&$B58),\"\"),\"\")","v":""},{"$f":"IF($B58<>\"\",IF(INDIRECT(\"Measures!\"&R$2&$B58)<>\"\",INDIRECT(\"Measures!\"&R$2&$B58),\"\"),\"\")","v":""},{"$f":"IF($B58<>\"\",IF(INDIRECT(\"Measures!\"&S$2&$B58)<>\"\",INDIRECT(\"Measures!\"&S$2&$B58),\"\"),\"\")","v":""},{"$f":"IF($B58<>\"\",IF(INDIRECT(\"Measures!\"&T$2&$B58)<>\"\",INDIRECT(\"Measures!\"&T$2&$B58),\"\"),\"\")","v":""},{"$f":"IF($B58<>\"\",IF(INDIRECT(\"Measures!\"&U$2&$B58)<>\"\",INDIRECT(\"Measures!\"&U$2&$B58),\"\"),\"\")","v":""},{"$f":"IF($B58<>\"\",IF(INDIRECT(\"Measures!\"&V$2&$B58)<>\"\",INDIRECT(\"Measures!\"&V$2&$B58),\"\"),\"\")","v":""},{"$f":"IF($B58<>\"\",IF(INDIRECT(\"Measures!\"&W$2&$B58)<>\"\",INDIRECT(\"Measures!\"&W$2&$B58),\"\"),\"\")","v":""},{"$f":"IF($B58<>\"\",IF(INDIRECT(\"Measures!\"&X$2&$B58)<>\"\",INDIRECT(\"Measures!\"&X$2&$B58),\"\"),\"\")","v":""},{"$f":"IF($B58<>\"\",IF(INDIRECT(\"Measures!\"&Y$2&$B58)<>\"\",INDIRECT(\"Measures!\"&Y$2&$B58),\"\"),\"\")","v":""},{"$f":"IF($B58<>\"\",IF(INDIRECT(\"Measures!\"&Z$2&$B58)<>\"\",INDIRECT(\"Measures!\"&Z$2&$B58),\"\"),\"\")","v":""},{"$f":"IF($B58<>\"\",IF(INDIRECT(\"Measures!\"&AA$2&$B58)<>\"\",INDIRECT(\"Measures!\"&AA$2&$B58),\"\"),\"\")","v":""},{"$f":"IF($B58<>\"\",IF(INDIRECT(\"Measures!\"&AB$2&$B58)<>\"\",INDIRECT(\"Measures!\"&AB$2&$B58),\"\"),\"\")","v":""},{"$f":"IF($B58<>\"\",IF(INDIRECT(\"Measures!\"&AC$2&$B58)<>\"\",INDIRECT(\"Measures!\"&AC$2&$B58),\"\"),\"\")","v":""},{"$f":"IF($B58<>\"\",IF(INDIRECT(\"Measures!\"&AD$2&$B58)<>\"\",INDIRECT(\"Measures!\"&AD$2&$B58),\"\"),\"\")","v":""},{"$f":"IF($B58<>\"\",IF(INDIRECT(\"Measures!\"&AE$2&$B58)<>\"\",INDIRECT(\"Measures!\"&AE$2&$B58),\"\"),\"\")","v":""},{"$f":"IF($B58<>\"\",IF(INDIRECT(\"Measures!\"&AF$2&$B58)<>\"\",INDIRECT(\"Measures!\"&AF$2&$B58),\"\"),\"\")","v":""},{"$f":"IF($B58<>\"\",IF(INDIRECT(\"Measures!\"&AG$2&$B58)<>\"\",INDIRECT(\"Measures!\"&AG$2&$B58),\"\"),\"\")","v":""},{"$f":"IF($B58<>\"\",IF(INDIRECT(\"Measures!\"&AH$2&$B58)<>\"\",INDIRECT(\"Measures!\"&AH$2&$B58),\"\"),\"\")","v":""},{"$f":"INDEX('Measure Descriptions'!$A$10:$A$46,MATCH(Map_Elec_Fin[[#This Row],[Measure]],'Measure Descriptions'!$B$10:$B$46,0))","v":""},{"$f":"IF($B58<>\"\",IF(VLOOKUP(Map_Elec_Fin[[#This Row],[Measure]],'Measure Descriptions'!$B$10:$H$46,AJ$2,FALSE)<>\"\",VLOOKUP(Map_Elec_Fin[[#This Row],[Measure]],'Measure Descriptions'!$B$10:$H$46,AJ$2,FALSE),\"\"),\"\")","v":""},{"$f":"IF($B58<>\"\",IF(VLOOKUP(Map_Elec_Fin[[#This Row],[Measure]],'Measure Descriptions'!$B$10:$H$46,AK$2,FALSE)<>\"\",VLOOKUP(Map_Elec_Fin[[#This Row],[Measure]],'Measure Descriptions'!$B$10:$H$46,AK$2,FALSE),\"\"),\"\")","v":""},{"$f":"IF($B58<>\"\",IF(VLOOKUP(Map_Elec_Fin[[#This Row],[Measure]],'Measure Descriptions'!$B$10:$H$46,AL$2,FALSE)<>\"\",VLOOKUP(Map_Elec_Fin[[#This Row],[Measure]],'Measure Descriptions'!$B$10:$H$46,AL$2,FALSE),\"\"),\"\")","v":""},{"$f":"IF($B58<>\"\",IF(VLOOKUP(Map_Elec_Fin[[#This Row],[Measure]],'Measure Descriptions'!$B$10:$H$46,AM$2,FALSE)<>\"\",VLOOKUP(Map_Elec_Fin[[#This Row],[Measure]],'Measure Descriptions'!$B$10:$H$46,AM$2,FALSE),\"\"),\"\")","v":""},{"$f":"IF($B58<>\"\",IF(VLOOKUP(Map_Elec_Fin[[#This Row],[Measure]],'Measure Descriptions'!$B$10:$H$46,AN$2,FALSE)<>\"\",VLOOKUP(Map_Elec_Fin[[#This Row],[Measure]],'Measure Descriptions'!$B$10:$H$46,AN$2,FALSE),\"\"),\"\")","v":""},{"$f":"IF($B58<>\"\",IF(VLOOKUP(Map_Elec_Fin[[#This Row],[Measure]],'Measure Descriptions'!$B$10:$H$46,AO$2,FALSE)<>\"\",VLOOKUP(Map_Elec_Fin[[#This Row],[Measure]],'Measure Descriptions'!$B$10:$H$46,AO$2,FALSE),\"\"),\"\")","v":""},{"$f":"IF($B58<>\"\",IF(INDIRECT(\"Measures!\"&AP$2&$B58)<>\"\",INDIRECT(\"Measures!\"&AP$2&$B58),\"\"),\"\")","v":""},null,null,null,null,null,null,null,null,null,null,null,"","",{"$f":"IF($BA58<>\"\",IF(INDIRECT(\"Measures!\"&BD$2&$BA58)<>\"\",INDIRECT(\"Measures!\"&BD$2&$BA58),\"\"),\"\")","v":""},{"$f":"IF($BA58<>\"\",IF(INDIRECT(\"Measures!\"&BE$2&$BA58)<>\"\",INDIRECT(\"Measures!\"&BE$2&$BA58),\"\"),\"\")","v":""},{"$f":"IF($BA58<>\"\",IF(INDIRECT(\"Measures!\"&BF$2&$BA58)<>\"\",INDIRECT(\"Measures!\"&BF$2&$BA58),\"\"),\"\")","v":""},{"$f":"IF($BA58<>\"\",IF(INDIRECT(\"Measures!\"&BG$2&$BA58)<>\"\",INDIRECT(\"Measures!\"&BG$2&$BA58),\"\"),\"\")","v":""},{"$f":"IF($BA58<>\"\",IF(INDIRECT(\"Measures!\"&BH$2&$BA58)<>\"\",INDIRECT(\"Measures!\"&BH$2&$BA58),\"\"),\"\")","v":""},{"$f":"IF($BA58<>\"\",IF(INDIRECT(\"Measures!\"&BI$2&$BA58)<>\"\",INDIRECT(\"Measures!\"&BI$2&$BA58),\"\"),\"\")","v":""},{"$f":"IF($BA58<>\"\",IF(INDIRECT(\"Measures!\"&BJ$2&$BA58)<>\"\",INDIRECT(\"Measures!\"&BJ$2&$BA58),\"\"),\"\")","v":""},{"$f":"IF($BA58<>\"\",IF(INDIRECT(\"Measures!\"&BK$2&$BA58)<>\"\",INDIRECT(\"Measures!\"&BK$2&$BA58),\"\"),\"\")","v":""},{"$f":"IF($BA58<>\"\",IF(INDIRECT(\"Measures!\"&BL$2&$BA58)<>\"\",INDIRECT(\"Measures!\"&BL$2&$BA58),\"\"),\"\")","v":""},{"$f":"IF($BA58<>\"\",IF(INDIRECT(\"Measures!\"&BM$2&$BA58)<>\"\",INDIRECT(\"Measures!\"&BM$2&$BA58),\"\"),\"\")","v":""},{"$f":"IF($BA58<>\"\",IF(INDIRECT(\"Measures!\"&BN$2&$BA58)<>\"\",INDIRECT(\"Measures!\"&BN$2&$BA58),\"\"),\"\")","v":""},{"$f":"IF($BA58<>\"\",IF(INDIRECT(\"Measures!\"&BO$2&$BA58)<>\"\",INDIRECT(\"Measures!\"&BO$2&$BA58),\"\"),\"\")","v":""},{"$f":"IF($BA58<>\"\",IF(INDIRECT(\"Measures!\"&BP$2&$BA58)<>\"\",INDIRECT(\"Measures!\"&BP$2&$BA58),\"\"),\"\")","v":""},{"$f":"IF($BA58<>\"\",IF(INDIRECT(\"Measures!\"&BQ$2&$BA58)<>\"\",INDIRECT(\"Measures!\"&BQ$2&$BA58),\"\"),\"\")","v":""},{"$f":"IF($BA58<>\"\",IF(INDIRECT(\"Measures!\"&BR$2&$BA58)<>\"\",INDIRECT(\"Measures!\"&BR$2&$BA58),\"\"),\"\")","v":""},{"$f":"IF($BA58<>\"\",IF(INDIRECT(\"Measures!\"&BS$2&$BA58)<>\"\",INDIRECT(\"Measures!\"&BS$2&$BA58),\"\"),\"\")","v":""},{"$f":"IF($BA58<>\"\",IF(INDIRECT(\"Measures!\"&BT$2&$BA58)<>\"\",INDIRECT(\"Measures!\"&BT$2&$BA58),\"\"),\"\")","v":""},{"$f":"IF($BA58<>\"\",IF(INDIRECT(\"Measures!\"&BU$2&$BA58)<>\"\",INDIRECT(\"Measures!\"&BU$2&$BA58),\"\"),\"\")","v":""},{"$f":"IF($BA58<>\"\",IF(INDIRECT(\"Measures!\"&BV$2&$BA58)<>\"\",INDIRECT(\"Measures!\"&BV$2&$BA58),\"\"),\"\")","v":""},{"$f":"IF($BA58<>\"\",IF(INDIRECT(\"Measures!\"&BW$2&$BA58)<>\"\",INDIRECT(\"Measures!\"&BW$2&$BA58),\"\"),\"\")","v":""},{"$f":"IF($BA58<>\"\",IF(INDIRECT(\"Measures!\"&BX$2&$BA58)<>\"\",INDIRECT(\"Measures!\"&BX$2&$BA58),\"\"),\"\")","v":""},{"$f":"IF($BA58<>\"\",IF(INDIRECT(\"Measures!\"&BY$2&$BA58)<>\"\",INDIRECT(\"Measures!\"&BY$2&$BA58),\"\"),\"\")","v":""},{"$f":"IF($BA58<>\"\",IF(INDIRECT(\"Measures!\"&BZ$2&$BA58)<>\"\",INDIRECT(\"Measures!\"&BZ$2&$BA58),\"\"),\"\")","v":""},{"$f":"IF($BA58<>\"\",IF(INDIRECT(\"Measures!\"&CA$2&$BA58)<>\"\",INDIRECT(\"Measures!\"&CA$2&$BA58),\"\"),\"\")","v":""},{"$f":"IF($BA58<>\"\",IF(INDIRECT(\"Measures!\"&CB$2&$BA58)<>\"\",INDIRECT(\"Measures!\"&CB$2&$BA58),\"\"),\"\")","v":""},{"$f":"IF($BA58<>\"\",IF(INDIRECT(\"Measures!\"&CC$2&$BA58)<>\"\",INDIRECT(\"Measures!\"&CC$2&$BA58),\"\"),\"\")","v":""},{"$f":"IF($BA58<>\"\",IF(INDIRECT(\"Measures!\"&CD$2&$BA58)<>\"\",INDIRECT(\"Measures!\"&CD$2&$BA58),\"\"),\"\")","v":""},{"$f":"IF($BA58<>\"\",IF(INDIRECT(\"Measures!\"&CE$2&$BA58)<>\"\",INDIRECT(\"Measures!\"&CE$2&$BA58),\"\"),\"\")","v":""},{"$f":"IF($BA58<>\"\",IF(INDIRECT(\"Measures!\"&CF$2&$BA58)<>\"\",INDIRECT(\"Measures!\"&CF$2&$BA58),\"\"),\"\")","v":""},{"$f":"IF($BA58<>\"\",IF(INDIRECT(\"Measures!\"&CG$2&$BA58)<>\"\",INDIRECT(\"Measures!\"&CG$2&$BA58),\"\"),\"\")","v":""},{"$f":"INDEX('Measure Descriptions'!$A$10:$A$46,MATCH(Map_Gas_Fin[[#This Row],[Measure]],'Measure Descriptions'!$B$10:$B$46,0))","v":""},{"$f":"IF($BA58<>\"\",IF(VLOOKUP(Map_Gas_Fin[[#This Row],[Measure]],'Measure Descriptions'!$B$10:$H$46,CI$2,FALSE)<>\"\",VLOOKUP(Map_Gas_Fin[[#This Row],[Measure]],'Measure Descriptions'!$B$10:$H$46,CI$2,FALSE),\"\"),\"\")","v":""},{"$f":"IF($BA58<>\"\",IF(VLOOKUP(Map_Gas_Fin[[#This Row],[Measure]],'Measure Descriptions'!$B$10:$H$46,CJ$2,FALSE)<>\"\",VLOOKUP(Map_Gas_Fin[[#This Row],[Measure]],'Measure Descriptions'!$B$10:$H$46,CJ$2,FALSE),\"\"),\"\")","v":""},{"$f":"IF($BA58<>\"\",IF(VLOOKUP(Map_Gas_Fin[[#This Row],[Measure]],'Measure Descriptions'!$B$10:$H$46,CK$2,FALSE)<>\"\",VLOOKUP(Map_Gas_Fin[[#This Row],[Measure]],'Measure Descriptions'!$B$10:$H$46,CK$2,FALSE),\"\"),\"\")","v":""},{"$f":"IF($BA58<>\"\",IF(VLOOKUP(Map_Gas_Fin[[#This Row],[Measure]],'Measure Descriptions'!$B$10:$H$46,CL$2,FALSE)<>\"\",VLOOKUP(Map_Gas_Fin[[#This Row],[Measure]],'Measure Descriptions'!$B$10:$H$46,CL$2,FALSE),\"\"),\"\")","v":""},{"$f":"IF($BA58<>\"\",IF(VLOOKUP(Map_Gas_Fin[[#This Row],[Measure]],'Measure Descriptions'!$B$10:$H$46,CM$2,FALSE)<>\"\",VLOOKUP(Map_Gas_Fin[[#This Row],[Measure]],'Measure Descriptions'!$B$10:$H$46,CM$2,FALSE),\"\"),\"\")","v":""},{"$f":"IF($BA58<>\"\",IF(VLOOKUP(Map_Gas_Fin[[#This Row],[Measure]],'Measure Descriptions'!$B$10:$H$46,CN$2,FALSE)<>\"\",VLOOKUP(Map_Gas_Fin[[#This Row],[Measure]],'Measure Descriptions'!$B$10:$H$46,CN$2,FALSE),\"\"),\"\")","v":""},{"$f":"IF($BA58<>\"\",IF(INDIRECT(\"Measures!\"&CO$2&$BA58)<>\"\",INDIRECT(\"Measures!\"&CO$2&$BA58),\"\"),\"\")","v":""}]
[null,null,"","",{"$f":"IF($B59<>\"\",IF(INDIRECT(\"Measures!\"&E$2&$B59)<>\"\",INDIRECT(\"Measures!\"&E$2&$B59),\"\"),\"\")","v":""},{"$f":"IF($B59<>\"\",IF(INDIRECT(\"Measures!\"&F$2&$B59)<>\"\",INDIRECT(\"Measures!\"&F$2&$B59),\"\"),\"\")","v":""},{"$f":"IF($B59<>\"\",IF(INDIRECT(\"Measures!\"&G$2&$B59)<>\"\",INDIRECT(\"Measures!\"&G$2&$B59),\"\"),\"\")","v":""},{"$f":"IF($B59<>\"\",IF(INDIRECT(\"Measures!\"&H$2&$B59)<>\"\",INDIRECT(\"Measures!\"&H$2&$B59),\"\"),\"\")","v":""},{"$f":"IF($B59<>\"\",IF(INDIRECT(\"Measures!\"&I$2&$B59)<>\"\",INDIRECT(\"Measures!\"&I$2&$B59),\"\"),\"\")","v":""},{"$f":"IF($B59<>\"\",IF(INDIRECT(\"Measures!\"&J$2&$B59)<>\"\",INDIRECT(\"Measures!\"&J$2&$B59),\"\"),\"\")","v":""},{"$f":"IF($B59<>\"\",IF(INDIRECT(\"Measures!\"&K$2&$B59)<>\"\",INDIRECT(\"Measures!\"&K$2&$B59),\"\"),\"\")","v":""},{"$f":"IF($B59<>\"\",IF(INDIRECT(\"Measures!\"&L$2&$B59)<>\"\",INDIRECT(\"Measures!\"&L$2&$B59),\"\"),\"\")","v":""},{"$f":"IF($B59<>\"\",IF(INDIRECT(\"Measures!\"&M$2&$B59)<>\"\",INDIRECT(\"Measures!\"&M$2&$B59),\"\"),\"\")","v":""},{"$f":"IF($B59<>\"\",IF(INDIRECT(\"Measures!\"&N$2&$B59)<>\"\",INDIRECT(\"Measures!\"&N$2&$B59),\"\"),\"\")","v":""},{"$f":"IF($B59<>\"\",IF(INDIRECT(\"Measures!\"&O$2&$B59)<>\"\",INDIRECT(\"Measures!\"&O$2&$B59),\"\"),\"\")","v":""},{"$f":"IF($B59<>\"\",IF(INDIRECT(\"Measures!\"&P$2&$B59)<>\"\",INDIRECT(\"Measures!\"&P$2&$B59),\"\"),\"\")","v":""},{"$f":"IF($B59<>\"\",IF(INDIRECT(\"Measures!\"&Q$2&$B59)<>\"\",INDIRECT(\"Measures!\"&Q$2&$B59),\"\"),\"\")","v":""},{"$f":"IF($B59<>\"\",IF(INDIRECT(\"Measures!\"&R$2&$B59)<>\"\",INDIRECT(\"Measures!\"&R$2&$B59),\"\"),\"\")","v":""},{"$f":"IF($B59<>\"\",IF(INDIRECT(\"Measures!\"&S$2&$B59)<>\"\",INDIRECT(\"Measures!\"&S$2&$B59),\"\"),\"\")","v":""},{"$f":"IF($B59<>\"\",IF(INDIRECT(\"Measures!\"&T$2&$B59)<>\"\",INDIRECT(\"Measures!\"&T$2&$B59),\"\"),\"\")","v":""},{"$f":"IF($B59<>\"\",IF(INDIRECT(\"Measures!\"&U$2&$B59)<>\"\",INDIRECT(\"Measures!\"&U$2&$B59),\"\"),\"\")","v":""},{"$f":"IF($B59<>\"\",IF(INDIRECT(\"Measures!\"&V$2&$B59)<>\"\",INDIRECT(\"Measures!\"&V$2&$B59),\"\"),\"\")","v":""},{"$f":"IF($B59<>\"\",IF(INDIRECT(\"Measures!\"&W$2&$B59)<>\"\",INDIRECT(\"Measures!\"&W$2&$B59),\"\"),\"\")","v":""},{"$f":"IF($B59<>\"\",IF(INDIRECT(\"Measures!\"&X$2&$B59)<>\"\",INDIRECT(\"Measures!\"&X$2&$B59),\"\"),\"\")","v":""},{"$f":"IF($B59<>\"\",IF(INDIRECT(\"Measures!\"&Y$2&$B59)<>\"\",INDIRECT(\"Measures!\"&Y$2&$B59),\"\"),\"\")","v":""},{"$f":"IF($B59<>\"\",IF(INDIRECT(\"Measures!\"&Z$2&$B59)<>\"\",INDIRECT(\"Measures!\"&Z$2&$B59),\"\"),\"\")","v":""},{"$f":"IF($B59<>\"\",IF(INDIRECT(\"Measures!\"&AA$2&$B59)<>\"\",INDIRECT(\"Measures!\"&AA$2&$B59),\"\"),\"\")","v":""},{"$f":"IF($B59<>\"\",IF(INDIRECT(\"Measures!\"&AB$2&$B59)<>\"\",INDIRECT(\"Measures!\"&AB$2&$B59),\"\"),\"\")","v":""},{"$f":"IF($B59<>\"\",IF(INDIRECT(\"Measures!\"&AC$2&$B59)<>\"\",INDIRECT(\"Measures!\"&AC$2&$B59),\"\"),\"\")","v":""},{"$f":"IF($B59<>\"\",IF(INDIRECT(\"Measures!\"&AD$2&$B59)<>\"\",INDIRECT(\"Measures!\"&AD$2&$B59),\"\"),\"\")","v":""},{"$f":"IF($B59<>\"\",IF(INDIRECT(\"Measures!\"&AE$2&$B59)<>\"\",INDIRECT(\"Measures!\"&AE$2&$B59),\"\"),\"\")","v":""},{"$f":"IF($B59<>\"\",IF(INDIRECT(\"Measures!\"&AF$2&$B59)<>\"\",INDIRECT(\"Measures!\"&AF$2&$B59),\"\"),\"\")","v":""},{"$f":"IF($B59<>\"\",IF(INDIRECT(\"Measures!\"&AG$2&$B59)<>\"\",INDIRECT(\"Measures!\"&AG$2&$B59),\"\"),\"\")","v":""},{"$f":"IF($B59<>\"\",IF(INDIRECT(\"Measures!\"&AH$2&$B59)<>\"\",INDIRECT(\"Measures!\"&AH$2&$B59),\"\"),\"\")","v":""},{"$f":"INDEX('Measure Descriptions'!$A$10:$A$46,MATCH(Map_Elec_Fin[[#This Row],[Measure]],'Measure Descriptions'!$B$10:$B$46,0))","v":""},{"$f":"IF($B59<>\"\",IF(VLOOKUP(Map_Elec_Fin[[#This Row],[Measure]],'Measure Descriptions'!$B$10:$H$46,AJ$2,FALSE)<>\"\",VLOOKUP(Map_Elec_Fin[[#This Row],[Measure]],'Measure Descriptions'!$B$10:$H$46,AJ$2,FALSE),\"\"),\"\")","v":""},{"$f":"IF($B59<>\"\",IF(VLOOKUP(Map_Elec_Fin[[#This Row],[Measure]],'Measure Descriptions'!$B$10:$H$46,AK$2,FALSE)<>\"\",VLOOKUP(Map_Elec_Fin[[#This Row],[Measure]],'Measure Descriptions'!$B$10:$H$46,AK$2,FALSE),\"\"),\"\")","v":""},{"$f":"IF($B59<>\"\",IF(VLOOKUP(Map_Elec_Fin[[#This Row],[Measure]],'Measure Descriptions'!$B$10:$H$46,AL$2,FALSE)<>\"\",VLOOKUP(Map_Elec_Fin[[#This Row],[Measure]],'Measure Descriptions'!$B$10:$H$46,AL$2,FALSE),\"\"),\"\")","v":""},{"$f":"IF($B59<>\"\",IF(VLOOKUP(Map_Elec_Fin[[#This Row],[Measure]],'Measure Descriptions'!$B$10:$H$46,AM$2,FALSE)<>\"\",VLOOKUP(Map_Elec_Fin[[#This Row],[Measure]],'Measure Descriptions'!$B$10:$H$46,AM$2,FALSE),\"\"),\"\")","v":""},{"$f":"IF($B59<>\"\",IF(VLOOKUP(Map_Elec_Fin[[#This Row],[Measure]],'Measure Descriptions'!$B$10:$H$46,AN$2,FALSE)<>\"\",VLOOKUP(Map_Elec_Fin[[#This Row],[Measure]],'Measure Descriptions'!$B$10:$H$46,AN$2,FALSE),\"\"),\"\")","v":""},{"$f":"IF($B59<>\"\",IF(VLOOKUP(Map_Elec_Fin[[#This Row],[Measure]],'Measure Descriptions'!$B$10:$H$46,AO$2,FALSE)<>\"\",VLOOKUP(Map_Elec_Fin[[#This Row],[Measure]],'Measure Descriptions'!$B$10:$H$46,AO$2,FALSE),\"\"),\"\")","v":""},{"$f":"IF($B59<>\"\",IF(INDIRECT(\"Measures!\"&AP$2&$B59)<>\"\",INDIRECT(\"Measures!\"&AP$2&$B59),\"\"),\"\")","v":""},null,null,null,null,null,null,null,null,null,null,null,"","",{"$f":"IF($BA59<>\"\",IF(INDIRECT(\"Measures!\"&BD$2&$BA59)<>\"\",INDIRECT(\"Measures!\"&BD$2&$BA59),\"\"),\"\")","v":""},{"$f":"IF($BA59<>\"\",IF(INDIRECT(\"Measures!\"&BE$2&$BA59)<>\"\",INDIRECT(\"Measures!\"&BE$2&$BA59),\"\"),\"\")","v":""},{"$f":"IF($BA59<>\"\",IF(INDIRECT(\"Measures!\"&BF$2&$BA59)<>\"\",INDIRECT(\"Measures!\"&BF$2&$BA59),\"\"),\"\")","v":""},{"$f":"IF($BA59<>\"\",IF(INDIRECT(\"Measures!\"&BG$2&$BA59)<>\"\",INDIRECT(\"Measures!\"&BG$2&$BA59),\"\"),\"\")","v":""},{"$f":"IF($BA59<>\"\",IF(INDIRECT(\"Measures!\"&BH$2&$BA59)<>\"\",INDIRECT(\"Measures!\"&BH$2&$BA59),\"\"),\"\")","v":""},{"$f":"IF($BA59<>\"\",IF(INDIRECT(\"Measures!\"&BI$2&$BA59)<>\"\",INDIRECT(\"Measures!\"&BI$2&$BA59),\"\"),\"\")","v":""},{"$f":"IF($BA59<>\"\",IF(INDIRECT(\"Measures!\"&BJ$2&$BA59)<>\"\",INDIRECT(\"Measures!\"&BJ$2&$BA59),\"\"),\"\")","v":""},{"$f":"IF($BA59<>\"\",IF(INDIRECT(\"Measures!\"&BK$2&$BA59)<>\"\",INDIRECT(\"Measures!\"&BK$2&$BA59),\"\"),\"\")","v":""},{"$f":"IF($BA59<>\"\",IF(INDIRECT(\"Measures!\"&BL$2&$BA59)<>\"\",INDIRECT(\"Measures!\"&BL$2&$BA59),\"\"),\"\")","v":""},{"$f":"IF($BA59<>\"\",IF(INDIRECT(\"Measures!\"&BM$2&$BA59)<>\"\",INDIRECT(\"Measures!\"&BM$2&$BA59),\"\"),\"\")","v":""},{"$f":"IF($BA59<>\"\",IF(INDIRECT(\"Measures!\"&BN$2&$BA59)<>\"\",INDIRECT(\"Measures!\"&BN$2&$BA59),\"\"),\"\")","v":""},{"$f":"IF($BA59<>\"\",IF(INDIRECT(\"Measures!\"&BO$2&$BA59)<>\"\",INDIRECT(\"Measures!\"&BO$2&$BA59),\"\"),\"\")","v":""},{"$f":"IF($BA59<>\"\",IF(INDIRECT(\"Measures!\"&BP$2&$BA59)<>\"\",INDIRECT(\"Measures!\"&BP$2&$BA59),\"\"),\"\")","v":""},{"$f":"IF($BA59<>\"\",IF(INDIRECT(\"Measures!\"&BQ$2&$BA59)<>\"\",INDIRECT(\"Measures!\"&BQ$2&$BA59),\"\"),\"\")","v":""},{"$f":"IF($BA59<>\"\",IF(INDIRECT(\"Measures!\"&BR$2&$BA59)<>\"\",INDIRECT(\"Measures!\"&BR$2&$BA59),\"\"),\"\")","v":""},{"$f":"IF($BA59<>\"\",IF(INDIRECT(\"Measures!\"&BS$2&$BA59)<>\"\",INDIRECT(\"Measures!\"&BS$2&$BA59),\"\"),\"\")","v":""},{"$f":"IF($BA59<>\"\",IF(INDIRECT(\"Measures!\"&BT$2&$BA59)<>\"\",INDIRECT(\"Measures!\"&BT$2&$BA59),\"\"),\"\")","v":""},{"$f":"IF($BA59<>\"\",IF(INDIRECT(\"Measures!\"&BU$2&$BA59)<>\"\",INDIRECT(\"Measures!\"&BU$2&$BA59),\"\"),\"\")","v":""},{"$f":"IF($BA59<>\"\",IF(INDIRECT(\"Measures!\"&BV$2&$BA59)<>\"\",INDIRECT(\"Measures!\"&BV$2&$BA59),\"\"),\"\")","v":""},{"$f":"IF($BA59<>\"\",IF(INDIRECT(\"Measures!\"&BW$2&$BA59)<>\"\",INDIRECT(\"Measures!\"&BW$2&$BA59),\"\"),\"\")","v":""},{"$f":"IF($BA59<>\"\",IF(INDIRECT(\"Measures!\"&BX$2&$BA59)<>\"\",INDIRECT(\"Measures!\"&BX$2&$BA59),\"\"),\"\")","v":""},{"$f":"IF($BA59<>\"\",IF(INDIRECT(\"Measures!\"&BY$2&$BA59)<>\"\",INDIRECT(\"Measures!\"&BY$2&$BA59),\"\"),\"\")","v":""},{"$f":"IF($BA59<>\"\",IF(INDIRECT(\"Measures!\"&BZ$2&$BA59)<>\"\",INDIRECT(\"Measures!\"&BZ$2&$BA59),\"\"),\"\")","v":""},{"$f":"IF($BA59<>\"\",IF(INDIRECT(\"Measures!\"&CA$2&$BA59)<>\"\",INDIRECT(\"Measures!\"&CA$2&$BA59),\"\"),\"\")","v":""},{"$f":"IF($BA59<>\"\",IF(INDIRECT(\"Measures!\"&CB$2&$BA59)<>\"\",INDIRECT(\"Measures!\"&CB$2&$BA59),\"\"),\"\")","v":""},{"$f":"IF($BA59<>\"\",IF(INDIRECT(\"Measures!\"&CC$2&$BA59)<>\"\",INDIRECT(\"Measures!\"&CC$2&$BA59),\"\"),\"\")","v":""},{"$f":"IF($BA59<>\"\",IF(INDIRECT(\"Measures!\"&CD$2&$BA59)<>\"\",INDIRECT(\"Measures!\"&CD$2&$BA59),\"\"),\"\")","v":""},{"$f":"IF($BA59<>\"\",IF(INDIRECT(\"Measures!\"&CE$2&$BA59)<>\"\",INDIRECT(\"Measures!\"&CE$2&$BA59),\"\"),\"\")","v":""},{"$f":"IF($BA59<>\"\",IF(INDIRECT(\"Measures!\"&CF$2&$BA59)<>\"\",INDIRECT(\"Measures!\"&CF$2&$BA59),\"\"),\"\")","v":""},{"$f":"IF($BA59<>\"\",IF(INDIRECT(\"Measures!\"&CG$2&$BA59)<>\"\",INDIRECT(\"Measures!\"&CG$2&$BA59),\"\"),\"\")","v":""},{"$f":"INDEX('Measure Descriptions'!$A$10:$A$46,MATCH(Map_Gas_Fin[[#This Row],[Measure]],'Measure Descriptions'!$B$10:$B$46,0))","v":""},{"$f":"IF($BA59<>\"\",IF(VLOOKUP(Map_Gas_Fin[[#This Row],[Measure]],'Measure Descriptions'!$B$10:$H$46,CI$2,FALSE)<>\"\",VLOOKUP(Map_Gas_Fin[[#This Row],[Measure]],'Measure Descriptions'!$B$10:$H$46,CI$2,FALSE),\"\"),\"\")","v":""},{"$f":"IF($BA59<>\"\",IF(VLOOKUP(Map_Gas_Fin[[#This Row],[Measure]],'Measure Descriptions'!$B$10:$H$46,CJ$2,FALSE)<>\"\",VLOOKUP(Map_Gas_Fin[[#This Row],[Measure]],'Measure Descriptions'!$B$10:$H$46,CJ$2,FALSE),\"\"),\"\")","v":""},{"$f":"IF($BA59<>\"\",IF(VLOOKUP(Map_Gas_Fin[[#This Row],[Measure]],'Measure Descriptions'!$B$10:$H$46,CK$2,FALSE)<>\"\",VLOOKUP(Map_Gas_Fin[[#This Row],[Measure]],'Measure Descriptions'!$B$10:$H$46,CK$2,FALSE),\"\"),\"\")","v":""},{"$f":"IF($BA59<>\"\",IF(VLOOKUP(Map_Gas_Fin[[#This Row],[Measure]],'Measure Descriptions'!$B$10:$H$46,CL$2,FALSE)<>\"\",VLOOKUP(Map_Gas_Fin[[#This Row],[Measure]],'Measure Descriptions'!$B$10:$H$46,CL$2,FALSE),\"\"),\"\")","v":""},{"$f":"IF($BA59<>\"\",IF(VLOOKUP(Map_Gas_Fin[[#This Row],[Measure]],'Measure Descriptions'!$B$10:$H$46,CM$2,FALSE)<>\"\",VLOOKUP(Map_Gas_Fin[[#This Row],[Measure]],'Measure Descriptions'!$B$10:$H$46,CM$2,FALSE),\"\"),\"\")","v":""},{"$f":"IF($BA59<>\"\",IF(VLOOKUP(Map_Gas_Fin[[#This Row],[Measure]],'Measure Descriptions'!$B$10:$H$46,CN$2,FALSE)<>\"\",VLOOKUP(Map_Gas_Fin[[#This Row],[Measure]],'Measure Descriptions'!$B$10:$H$46,CN$2,FALSE),\"\"),\"\")","v":""},{"$f":"IF($BA59<>\"\",IF(INDIRECT(\"Measures!\"&CO$2&$BA59)<>\"\",INDIRECT(\"Measures!\"&CO$2&$BA59),\"\"),\"\")","v":""}]
[null,null,"","",{"$f":"IF($B60<>\"\",IF(INDIRECT(\"Measures!\"&E$2&$B60)<>\"\",INDIRECT(\"Measures!\"&E$2&$B60),\"\"),\"\")","v":""},{"$f":"IF($B60<>\"\",IF(INDIRECT(\"Measures!\"&F$2&$B60)<>\"\",INDIRECT(\"Measures!\"&F$2&$B60),\"\"),\"\")","v":""},{"$f":"IF($B60<>\"\",IF(INDIRECT(\"Measures!\"&G$2&$B60)<>\"\",INDIRECT(\"Measures!\"&G$2&$B60),\"\"),\"\")","v":""},{"$f":"IF($B60<>\"\",IF(INDIRECT(\"Measures!\"&H$2&$B60)<>\"\",INDIRECT(\"Measures!\"&H$2&$B60),\"\"),\"\")","v":""},{"$f":"IF($B60<>\"\",IF(INDIRECT(\"Measures!\"&I$2&$B60)<>\"\",INDIRECT(\"Measures!\"&I$2&$B60),\"\"),\"\")","v":""},{"$f":"IF($B60<>\"\",IF(INDIRECT(\"Measures!\"&J$2&$B60)<>\"\",INDIRECT(\"Measures!\"&J$2&$B60),\"\"),\"\")","v":""},{"$f":"IF($B60<>\"\",IF(INDIRECT(\"Measures!\"&K$2&$B60)<>\"\",INDIRECT(\"Measures!\"&K$2&$B60),\"\"),\"\")","v":""},{"$f":"IF($B60<>\"\",IF(INDIRECT(\"Measures!\"&L$2&$B60)<>\"\",INDIRECT(\"Measures!\"&L$2&$B60),\"\"),\"\")","v":""},{"$f":"IF($B60<>\"\",IF(INDIRECT(\"Measures!\"&M$2&$B60)<>\"\",INDIRECT(\"Measures!\"&M$2&$B60),\"\"),\"\")","v":""},{"$f":"IF($B60<>\"\",IF(INDIRECT(\"Measures!\"&N$2&$B60)<>\"\",INDIRECT(\"Measures!\"&N$2&$B60),\"\"),\"\")","v":""},{"$f":"IF($B60<>\"\",IF(INDIRECT(\"Measures!\"&O$2&$B60)<>\"\",INDIRECT(\"Measures!\"&O$2&$B60),\"\"),\"\")","v":""},{"$f":"IF($B60<>\"\",IF(INDIRECT(\"Measures!\"&P$2&$B60)<>\"\",INDIRECT(\"Measures!\"&P$2&$B60),\"\"),\"\")","v":""},{"$f":"IF($B60<>\"\",IF(INDIRECT(\"Measures!\"&Q$2&$B60)<>\"\",INDIRECT(\"Measures!\"&Q$2&$B60),\"\"),\"\")","v":""},{"$f":"IF($B60<>\"\",IF(INDIRECT(\"Measures!\"&R$2&$B60)<>\"\",INDIRECT(\"Measures!\"&R$2&$B60),\"\"),\"\")","v":""},{"$f":"IF($B60<>\"\",IF(INDIRECT(\"Measures!\"&S$2&$B60)<>\"\",INDIRECT(\"Measures!\"&S$2&$B60),\"\"),\"\")","v":""},{"$f":"IF($B60<>\"\",IF(INDIRECT(\"Measures!\"&T$2&$B60)<>\"\",INDIRECT(\"Measures!\"&T$2&$B60),\"\"),\"\")","v":""},{"$f":"IF($B60<>\"\",IF(INDIRECT(\"Measures!\"&U$2&$B60)<>\"\",INDIRECT(\"Measures!\"&U$2&$B60),\"\"),\"\")","v":""},{"$f":"IF($B60<>\"\",IF(INDIRECT(\"Measures!\"&V$2&$B60)<>\"\",INDIRECT(\"Measures!\"&V$2&$B60),\"\"),\"\")","v":""},{"$f":"IF($B60<>\"\",IF(INDIRECT(\"Measures!\"&W$2&$B60)<>\"\",INDIRECT(\"Measures!\"&W$2&$B60),\"\"),\"\")","v":""},{"$f":"IF($B60<>\"\",IF(INDIRECT(\"Measures!\"&X$2&$B60)<>\"\",INDIRECT(\"Measures!\"&X$2&$B60),\"\"),\"\")","v":""},{"$f":"IF($B60<>\"\",IF(INDIRECT(\"Measures!\"&Y$2&$B60)<>\"\",INDIRECT(\"Measures!\"&Y$2&$B60),\"\"),\"\")","v":""},{"$f":"IF($B60<>\"\",IF(INDIRECT(\"Measures!\"&Z$2&$B60)<>\"\",INDIRECT(\"Measures!\"&Z$2&$B60),\"\"),\"\")","v":""},{"$f":"IF($B60<>\"\",IF(INDIRECT(\"Measures!\"&AA$2&$B60)<>\"\",INDIRECT(\"Measures!\"&AA$2&$B60),\"\"),\"\")","v":""},{"$f":"IF($B60<>\"\",IF(INDIRECT(\"Measures!\"&AB$2&$B60)<>\"\",INDIRECT(\"Measures!\"&AB$2&$B60),\"\"),\"\")","v":""},{"$f":"IF($B60<>\"\",IF(INDIRECT(\"Measures!\"&AC$2&$B60)<>\"\",INDIRECT(\"Measures!\"&AC$2&$B60),\"\"),\"\")","v":""},{"$f":"IF($B60<>\"\",IF(INDIRECT(\"Measures!\"&AD$2&$B60)<>\"\",INDIRECT(\"Measures!\"&AD$2&$B60),\"\"),\"\")","v":""},{"$f":"IF($B60<>\"\",IF(INDIRECT(\"Measures!\"&AE$2&$B60)<>\"\",INDIRECT(\"Measures!\"&AE$2&$B60),\"\"),\"\")","v":""},{"$f":"IF($B60<>\"\",IF(INDIRECT(\"Measures!\"&AF$2&$B60)<>\"\",INDIRECT(\"Measures!\"&AF$2&$B60),\"\"),\"\")","v":""},{"$f":"IF($B60<>\"\",IF(INDIRECT(\"Measures!\"&AG$2&$B60)<>\"\",INDIRECT(\"Measures!\"&AG$2&$B60),\"\"),\"\")","v":""},{"$f":"IF($B60<>\"\",IF(INDIRECT(\"Measures!\"&AH$2&$B60)<>\"\",INDIRECT(\"Measures!\"&AH$2&$B60),\"\"),\"\")","v":""},{"$f":"INDEX('Measure Descriptions'!$A$10:$A$46,MATCH(Map_Elec_Fin[[#This Row],[Measure]],'Measure Descriptions'!$B$10:$B$46,0))","v":""},{"$f":"IF($B60<>\"\",IF(VLOOKUP(Map_Elec_Fin[[#This Row],[Measure]],'Measure Descriptions'!$B$10:$H$46,AJ$2,FALSE)<>\"\",VLOOKUP(Map_Elec_Fin[[#This Row],[Measure]],'Measure Descriptions'!$B$10:$H$46,AJ$2,FALSE),\"\"),\"\")","v":""},{"$f":"IF($B60<>\"\",IF(VLOOKUP(Map_Elec_Fin[[#This Row],[Measure]],'Measure Descriptions'!$B$10:$H$46,AK$2,FALSE)<>\"\",VLOOKUP(Map_Elec_Fin[[#This Row],[Measure]],'Measure Descriptions'!$B$10:$H$46,AK$2,FALSE),\"\"),\"\")","v":""},{"$f":"IF($B60<>\"\",IF(VLOOKUP(Map_Elec_Fin[[#This Row],[Measure]],'Measure Descriptions'!$B$10:$H$46,AL$2,FALSE)<>\"\",VLOOKUP(Map_Elec_Fin[[#This Row],[Measure]],'Measure Descriptions'!$B$10:$H$46,AL$2,FALSE),\"\"),\"\")","v":""},{"$f":"IF($B60<>\"\",IF(VLOOKUP(Map_Elec_Fin[[#This Row],[Measure]],'Measure Descriptions'!$B$10:$H$46,AM$2,FALSE)<>\"\",VLOOKUP(Map_Elec_Fin[[#This Row],[Measure]],'Measure Descriptions'!$B$10:$H$46,AM$2,FALSE),\"\"),\"\")","v":""},{"$f":"IF($B60<>\"\",IF(VLOOKUP(Map_Elec_Fin[[#This Row],[Measure]],'Measure Descriptions'!$B$10:$H$46,AN$2,FALSE)<>\"\",VLOOKUP(Map_Elec_Fin[[#This Row],[Measure]],'Measure Descriptions'!$B$10:$H$46,AN$2,FALSE),\"\"),\"\")","v":""},{"$f":"IF($B60<>\"\",IF(VLOOKUP(Map_Elec_Fin[[#This Row],[Measure]],'Measure Descriptions'!$B$10:$H$46,AO$2,FALSE)<>\"\",VLOOKUP(Map_Elec_Fin[[#This Row],[Measure]],'Measure Descriptions'!$B$10:$H$46,AO$2,FALSE),\"\"),\"\")","v":""},{"$f":"IF($B60<>\"\",IF(INDIRECT(\"Measures!\"&AP$2&$B60)<>\"\",INDIRECT(\"Measures!\"&AP$2&$B60),\"\"),\"\")","v":""},null,null,null,null,null,null,null,null,null,null,null,"","",{"$f":"IF($BA60<>\"\",IF(INDIRECT(\"Measures!\"&BD$2&$BA60)<>\"\",INDIRECT(\"Measures!\"&BD$2&$BA60),\"\"),\"\")","v":""},{"$f":"IF($BA60<>\"\",IF(INDIRECT(\"Measures!\"&BE$2&$BA60)<>\"\",INDIRECT(\"Measures!\"&BE$2&$BA60),\"\"),\"\")","v":""},{"$f":"IF($BA60<>\"\",IF(INDIRECT(\"Measures!\"&BF$2&$BA60)<>\"\",INDIRECT(\"Measures!\"&BF$2&$BA60),\"\"),\"\")","v":""},{"$f":"IF($BA60<>\"\",IF(INDIRECT(\"Measures!\"&BG$2&$BA60)<>\"\",INDIRECT(\"Measures!\"&BG$2&$BA60),\"\"),\"\")","v":""},{"$f":"IF($BA60<>\"\",IF(INDIRECT(\"Measures!\"&BH$2&$BA60)<>\"\",INDIRECT(\"Measures!\"&BH$2&$BA60),\"\"),\"\")","v":""},{"$f":"IF($BA60<>\"\",IF(INDIRECT(\"Measures!\"&BI$2&$BA60)<>\"\",INDIRECT(\"Measures!\"&BI$2&$BA60),\"\"),\"\")","v":""},{"$f":"IF($BA60<>\"\",IF(INDIRECT(\"Measures!\"&BJ$2&$BA60)<>\"\",INDIRECT(\"Measures!\"&BJ$2&$BA60),\"\"),\"\")","v":""},{"$f":"IF($BA60<>\"\",IF(INDIRECT(\"Measures!\"&BK$2&$BA60)<>\"\",INDIRECT(\"Measures!\"&BK$2&$BA60),\"\"),\"\")","v":""},{"$f":"IF($BA60<>\"\",IF(INDIRECT(\"Measures!\"&BL$2&$BA60)<>\"\",INDIRECT(\"Measures!\"&BL$2&$BA60),\"\"),\"\")","v":""},{"$f":"IF($BA60<>\"\",IF(INDIRECT(\"Measures!\"&BM$2&$BA60)<>\"\",INDIRECT(\"Measures!\"&BM$2&$BA60),\"\"),\"\")","v":""},{"$f":"IF($BA60<>\"\",IF(INDIRECT(\"Measures!\"&BN$2&$BA60)<>\"\",INDIRECT(\"Measures!\"&BN$2&$BA60),\"\"),\"\")","v":""},{"$f":"IF($BA60<>\"\",IF(INDIRECT(\"Measures!\"&BO$2&$BA60)<>\"\",INDIRECT(\"Measures!\"&BO$2&$BA60),\"\"),\"\")","v":""},{"$f":"IF($BA60<>\"\",IF(INDIRECT(\"Measures!\"&BP$2&$BA60)<>\"\",INDIRECT(\"Measures!\"&BP$2&$BA60),\"\"),\"\")","v":""},{"$f":"IF($BA60<>\"\",IF(INDIRECT(\"Measures!\"&BQ$2&$BA60)<>\"\",INDIRECT(\"Measures!\"&BQ$2&$BA60),\"\"),\"\")","v":""},{"$f":"IF($BA60<>\"\",IF(INDIRECT(\"Measures!\"&BR$2&$BA60)<>\"\",INDIRECT(\"Measures!\"&BR$2&$BA60),\"\"),\"\")","v":""},{"$f":"IF($BA60<>\"\",IF(INDIRECT(\"Measures!\"&BS$2&$BA60)<>\"\",INDIRECT(\"Measures!\"&BS$2&$BA60),\"\"),\"\")","v":""},{"$f":"IF($BA60<>\"\",IF(INDIRECT(\"Measures!\"&BT$2&$BA60)<>\"\",INDIRECT(\"Measures!\"&BT$2&$BA60),\"\"),\"\")","v":""},{"$f":"IF($BA60<>\"\",IF(INDIRECT(\"Measures!\"&BU$2&$BA60)<>\"\",INDIRECT(\"Measures!\"&BU$2&$BA60),\"\"),\"\")","v":""},{"$f":"IF($BA60<>\"\",IF(INDIRECT(\"Measures!\"&BV$2&$BA60)<>\"\",INDIRECT(\"Measures!\"&BV$2&$BA60),\"\"),\"\")","v":""},{"$f":"IF($BA60<>\"\",IF(INDIRECT(\"Measures!\"&BW$2&$BA60)<>\"\",INDIRECT(\"Measures!\"&BW$2&$BA60),\"\"),\"\")","v":""},{"$f":"IF($BA60<>\"\",IF(INDIRECT(\"Measures!\"&BX$2&$BA60)<>\"\",INDIRECT(\"Measures!\"&BX$2&$BA60),\"\"),\"\")","v":""},{"$f":"IF($BA60<>\"\",IF(INDIRECT(\"Measures!\"&BY$2&$BA60)<>\"\",INDIRECT(\"Measures!\"&BY$2&$BA60),\"\"),\"\")","v":""},{"$f":"IF($BA60<>\"\",IF(INDIRECT(\"Measures!\"&BZ$2&$BA60)<>\"\",INDIRECT(\"Measures!\"&BZ$2&$BA60),\"\"),\"\")","v":""},{"$f":"IF($BA60<>\"\",IF(INDIRECT(\"Measures!\"&CA$2&$BA60)<>\"\",INDIRECT(\"Measures!\"&CA$2&$BA60),\"\"),\"\")","v":""},{"$f":"IF($BA60<>\"\",IF(INDIRECT(\"Measures!\"&CB$2&$BA60)<>\"\",INDIRECT(\"Measures!\"&CB$2&$BA60),\"\"),\"\")","v":""},{"$f":"IF($BA60<>\"\",IF(INDIRECT(\"Measures!\"&CC$2&$BA60)<>\"\",INDIRECT(\"Measures!\"&CC$2&$BA60),\"\"),\"\")","v":""},{"$f":"IF($BA60<>\"\",IF(INDIRECT(\"Measures!\"&CD$2&$BA60)<>\"\",INDIRECT(\"Measures!\"&CD$2&$BA60),\"\"),\"\")","v":""},{"$f":"IF($BA60<>\"\",IF(INDIRECT(\"Measures!\"&CE$2&$BA60)<>\"\",INDIRECT(\"Measures!\"&CE$2&$BA60),\"\"),\"\")","v":""},{"$f":"IF($BA60<>\"\",IF(INDIRECT(\"Measures!\"&CF$2&$BA60)<>\"\",INDIRECT(\"Measures!\"&CF$2&$BA60),\"\"),\"\")","v":""},{"$f":"IF($BA60<>\"\",IF(INDIRECT(\"Measures!\"&CG$2&$BA60)<>\"\",INDIRECT(\"Measures!\"&CG$2&$BA60),\"\"),\"\")","v":""},{"$f":"INDEX('Measure Descriptions'!$A$10:$A$46,MATCH(Map_Gas_Fin[[#This Row],[Measure]],'Measure Descriptions'!$B$10:$B$46,0))","v":""},{"$f":"IF($BA60<>\"\",IF(VLOOKUP(Map_Gas_Fin[[#This Row],[Measure]],'Measure Descriptions'!$B$10:$H$46,CI$2,FALSE)<>\"\",VLOOKUP(Map_Gas_Fin[[#This Row],[Measure]],'Measure Descriptions'!$B$10:$H$46,CI$2,FALSE),\"\"),\"\")","v":""},{"$f":"IF($BA60<>\"\",IF(VLOOKUP(Map_Gas_Fin[[#This Row],[Measure]],'Measure Descriptions'!$B$10:$H$46,CJ$2,FALSE)<>\"\",VLOOKUP(Map_Gas_Fin[[#This Row],[Measure]],'Measure Descriptions'!$B$10:$H$46,CJ$2,FALSE),\"\"),\"\")","v":""},{"$f":"IF($BA60<>\"\",IF(VLOOKUP(Map_Gas_Fin[[#This Row],[Measure]],'Measure Descriptions'!$B$10:$H$46,CK$2,FALSE)<>\"\",VLOOKUP(Map_Gas_Fin[[#This Row],[Measure]],'Measure Descriptions'!$B$10:$H$46,CK$2,FALSE),\"\"),\"\")","v":""},{"$f":"IF($BA60<>\"\",IF(VLOOKUP(Map_Gas_Fin[[#This Row],[Measure]],'Measure Descriptions'!$B$10:$H$46,CL$2,FALSE)<>\"\",VLOOKUP(Map_Gas_Fin[[#This Row],[Measure]],'Measure Descriptions'!$B$10:$H$46,CL$2,FALSE),\"\"),\"\")","v":""},{"$f":"IF($BA60<>\"\",IF(VLOOKUP(Map_Gas_Fin[[#This Row],[Measure]],'Measure Descriptions'!$B$10:$H$46,CM$2,FALSE)<>\"\",VLOOKUP(Map_Gas_Fin[[#This Row],[Measure]],'Measure Descriptions'!$B$10:$H$46,CM$2,FALSE),\"\"),\"\")","v":""},{"$f":"IF($BA60<>\"\",IF(VLOOKUP(Map_Gas_Fin[[#This Row],[Measure]],'Measure Descriptions'!$B$10:$H$46,CN$2,FALSE)<>\"\",VLOOKUP(Map_Gas_Fin[[#This Row],[Measure]],'Measure Descriptions'!$B$10:$H$46,CN$2,FALSE),\"\"),\"\")","v":""},{"$f":"IF($BA60<>\"\",IF(INDIRECT(\"Measures!\"&CO$2&$BA60)<>\"\",INDIRECT(\"Measures!\"&CO$2&$BA60),\"\"),\"\")","v":""}]
[null,null,"","",{"$f":"IF($B61<>\"\",IF(INDIRECT(\"Measures!\"&E$2&$B61)<>\"\",INDIRECT(\"Measures!\"&E$2&$B61),\"\"),\"\")","v":""},{"$f":"IF($B61<>\"\",IF(INDIRECT(\"Measures!\"&F$2&$B61)<>\"\",INDIRECT(\"Measures!\"&F$2&$B61),\"\"),\"\")","v":""},{"$f":"IF($B61<>\"\",IF(INDIRECT(\"Measures!\"&G$2&$B61)<>\"\",INDIRECT(\"Measures!\"&G$2&$B61),\"\"),\"\")","v":""},{"$f":"IF($B61<>\"\",IF(INDIRECT(\"Measures!\"&H$2&$B61)<>\"\",INDIRECT(\"Measures!\"&H$2&$B61),\"\"),\"\")","v":""},{"$f":"IF($B61<>\"\",IF(INDIRECT(\"Measures!\"&I$2&$B61)<>\"\",INDIRECT(\"Measures!\"&I$2&$B61),\"\"),\"\")","v":""},{"$f":"IF($B61<>\"\",IF(INDIRECT(\"Measures!\"&J$2&$B61)<>\"\",INDIRECT(\"Measures!\"&J$2&$B61),\"\"),\"\")","v":""},{"$f":"IF($B61<>\"\",IF(INDIRECT(\"Measures!\"&K$2&$B61)<>\"\",INDIRECT(\"Measures!\"&K$2&$B61),\"\"),\"\")","v":""},{"$f":"IF($B61<>\"\",IF(INDIRECT(\"Measures!\"&L$2&$B61)<>\"\",INDIRECT(\"Measures!\"&L$2&$B61),\"\"),\"\")","v":""},{"$f":"IF($B61<>\"\",IF(INDIRECT(\"Measures!\"&M$2&$B61)<>\"\",INDIRECT(\"Measures!\"&M$2&$B61),\"\"),\"\")","v":""},{"$f":"IF($B61<>\"\",IF(INDIRECT(\"Measures!\"&N$2&$B61)<>\"\",INDIRECT(\"Measures!\"&N$2&$B61),\"\"),\"\")","v":""},{"$f":"IF($B61<>\"\",IF(INDIRECT(\"Measures!\"&O$2&$B61)<>\"\",INDIRECT(\"Measures!\"&O$2&$B61),\"\"),\"\")","v":""},{"$f":"IF($B61<>\"\",IF(INDIRECT(\"Measures!\"&P$2&$B61)<>\"\",INDIRECT(\"Measures!\"&P$2&$B61),\"\"),\"\")","v":""},{"$f":"IF($B61<>\"\",IF(INDIRECT(\"Measures!\"&Q$2&$B61)<>\"\",INDIRECT(\"Measures!\"&Q$2&$B61),\"\"),\"\")","v":""},{"$f":"IF($B61<>\"\",IF(INDIRECT(\"Measures!\"&R$2&$B61)<>\"\",INDIRECT(\"Measures!\"&R$2&$B61),\"\"),\"\")","v":""},{"$f":"IF($B61<>\"\",IF(INDIRECT(\"Measures!\"&S$2&$B61)<>\"\",INDIRECT(\"Measures!\"&S$2&$B61),\"\"),\"\")","v":""},{"$f":"IF($B61<>\"\",IF(INDIRECT(\"Measures!\"&T$2&$B61)<>\"\",INDIRECT(\"Measures!\"&T$2&$B61),\"\"),\"\")","v":""},{"$f":"IF($B61<>\"\",IF(INDIRECT(\"Measures!\"&U$2&$B61)<>\"\",INDIRECT(\"Measures!\"&U$2&$B61),\"\"),\"\")","v":""},{"$f":"IF($B61<>\"\",IF(INDIRECT(\"Measures!\"&V$2&$B61)<>\"\",INDIRECT(\"Measures!\"&V$2&$B61),\"\"),\"\")","v":""},{"$f":"IF($B61<>\"\",IF(INDIRECT(\"Measures!\"&W$2&$B61)<>\"\",INDIRECT(\"Measures!\"&W$2&$B61),\"\"),\"\")","v":""},{"$f":"IF($B61<>\"\",IF(INDIRECT(\"Measures!\"&X$2&$B61)<>\"\",INDIRECT(\"Measures!\"&X$2&$B61),\"\"),\"\")","v":""},{"$f":"IF($B61<>\"\",IF(INDIRECT(\"Measures!\"&Y$2&$B61)<>\"\",INDIRECT(\"Measures!\"&Y$2&$B61),\"\"),\"\")","v":""},{"$f":"IF($B61<>\"\",IF(INDIRECT(\"Measures!\"&Z$2&$B61)<>\"\",INDIRECT(\"Measures!\"&Z$2&$B61),\"\"),\"\")","v":""},{"$f":"IF($B61<>\"\",IF(INDIRECT(\"Measures!\"&AA$2&$B61)<>\"\",INDIRECT(\"Measures!\"&AA$2&$B61),\"\"),\"\")","v":""},{"$f":"IF($B61<>\"\",IF(INDIRECT(\"Measures!\"&AB$2&$B61)<>\"\",INDIRECT(\"Measures!\"&AB$2&$B61),\"\"),\"\")","v":""},{"$f":"IF($B61<>\"\",IF(INDIRECT(\"Measures!\"&AC$2&$B61)<>\"\",INDIRECT(\"Measures!\"&AC$2&$B61),\"\"),\"\")","v":""},{"$f":"IF($B61<>\"\",IF(INDIRECT(\"Measures!\"&AD$2&$B61)<>\"\",INDIRECT(\"Measures!\"&AD$2&$B61),\"\"),\"\")","v":""},{"$f":"IF($B61<>\"\",IF(INDIRECT(\"Measures!\"&AE$2&$B61)<>\"\",INDIRECT(\"Measures!\"&AE$2&$B61),\"\"),\"\")","v":""},{"$f":"IF($B61<>\"\",IF(INDIRECT(\"Measures!\"&AF$2&$B61)<>\"\",INDIRECT(\"Measures!\"&AF$2&$B61),\"\"),\"\")","v":""},{"$f":"IF($B61<>\"\",IF(INDIRECT(\"Measures!\"&AG$2&$B61)<>\"\",INDIRECT(\"Measures!\"&AG$2&$B61),\"\"),\"\")","v":""},{"$f":"IF($B61<>\"\",IF(INDIRECT(\"Measures!\"&AH$2&$B61)<>\"\",INDIRECT(\"Measures!\"&AH$2&$B61),\"\"),\"\")","v":""},{"$f":"INDEX('Measure Descriptions'!$A$10:$A$46,MATCH(Map_Elec_Fin[[#This Row],[Measure]],'Measure Descriptions'!$B$10:$B$46,0))","v":""},{"$f":"IF($B61<>\"\",IF(VLOOKUP(Map_Elec_Fin[[#This Row],[Measure]],'Measure Descriptions'!$B$10:$H$46,AJ$2,FALSE)<>\"\",VLOOKUP(Map_Elec_Fin[[#This Row],[Measure]],'Measure Descriptions'!$B$10:$H$46,AJ$2,FALSE),\"\"),\"\")","v":""},{"$f":"IF($B61<>\"\",IF(VLOOKUP(Map_Elec_Fin[[#This Row],[Measure]],'Measure Descriptions'!$B$10:$H$46,AK$2,FALSE)<>\"\",VLOOKUP(Map_Elec_Fin[[#This Row],[Measure]],'Measure Descriptions'!$B$10:$H$46,AK$2,FALSE),\"\"),\"\")","v":""},{"$f":"IF($B61<>\"\",IF(VLOOKUP(Map_Elec_Fin[[#This Row],[Measure]],'Measure Descriptions'!$B$10:$H$46,AL$2,FALSE)<>\"\",VLOOKUP(Map_Elec_Fin[[#This Row],[Measure]],'Measure Descriptions'!$B$10:$H$46,AL$2,FALSE),\"\"),\"\")","v":""},{"$f":"IF($B61<>\"\",IF(VLOOKUP(Map_Elec_Fin[[#This Row],[Measure]],'Measure Descriptions'!$B$10:$H$46,AM$2,FALSE)<>\"\",VLOOKUP(Map_Elec_Fin[[#This Row],[Measure]],'Measure Descriptions'!$B$10:$H$46,AM$2,FALSE),\"\"),\"\")","v":""},{"$f":"IF($B61<>\"\",IF(VLOOKUP(Map_Elec_Fin[[#This Row],[Measure]],'Measure Descriptions'!$B$10:$H$46,AN$2,FALSE)<>\"\",VLOOKUP(Map_Elec_Fin[[#This Row],[Measure]],'Measure Descriptions'!$B$10:$H$46,AN$2,FALSE),\"\"),\"\")","v":""},{"$f":"IF($B61<>\"\",IF(VLOOKUP(Map_Elec_Fin[[#This Row],[Measure]],'Measure Descriptions'!$B$10:$H$46,AO$2,FALSE)<>\"\",VLOOKUP(Map_Elec_Fin[[#This Row],[Measure]],'Measure Descriptions'!$B$10:$H$46,AO$2,FALSE),\"\"),\"\")","v":""},{"$f":"IF($B61<>\"\",IF(INDIRECT(\"Measures!\"&AP$2&$B61)<>\"\",INDIRECT(\"Measures!\"&AP$2&$B61),\"\"),\"\")","v":""},null,null,null,null,null,null,null,null,null,null,null,"","",{"$f":"IF($BA61<>\"\",IF(INDIRECT(\"Measures!\"&BD$2&$BA61)<>\"\",INDIRECT(\"Measures!\"&BD$2&$BA61),\"\"),\"\")","v":""},{"$f":"IF($BA61<>\"\",IF(INDIRECT(\"Measures!\"&BE$2&$BA61)<>\"\",INDIRECT(\"Measures!\"&BE$2&$BA61),\"\"),\"\")","v":""},{"$f":"IF($BA61<>\"\",IF(INDIRECT(\"Measures!\"&BF$2&$BA61)<>\"\",INDIRECT(\"Measures!\"&BF$2&$BA61),\"\"),\"\")","v":""},{"$f":"IF($BA61<>\"\",IF(INDIRECT(\"Measures!\"&BG$2&$BA61)<>\"\",INDIRECT(\"Measures!\"&BG$2&$BA61),\"\"),\"\")","v":""},{"$f":"IF($BA61<>\"\",IF(INDIRECT(\"Measures!\"&BH$2&$BA61)<>\"\",INDIRECT(\"Measures!\"&BH$2&$BA61),\"\"),\"\")","v":""},{"$f":"IF($BA61<>\"\",IF(INDIRECT(\"Measures!\"&BI$2&$BA61)<>\"\",INDIRECT(\"Measures!\"&BI$2&$BA61),\"\"),\"\")","v":""},{"$f":"IF($BA61<>\"\",IF(INDIRECT(\"Measures!\"&BJ$2&$BA61)<>\"\",INDIRECT(\"Measures!\"&BJ$2&$BA61),\"\"),\"\")","v":""},{"$f":"IF($BA61<>\"\",IF(INDIRECT(\"Measures!\"&BK$2&$BA61)<>\"\",INDIRECT(\"Measures!\"&BK$2&$BA61),\"\"),\"\")","v":""},{"$f":"IF($BA61<>\"\",IF(INDIRECT(\"Measures!\"&BL$2&$BA61)<>\"\",INDIRECT(\"Measures!\"&BL$2&$BA61),\"\"),\"\")","v":""},{"$f":"IF($BA61<>\"\",IF(INDIRECT(\"Measures!\"&BM$2&$BA61)<>\"\",INDIRECT(\"Measures!\"&BM$2&$BA61),\"\"),\"\")","v":""},{"$f":"IF($BA61<>\"\",IF(INDIRECT(\"Measures!\"&BN$2&$BA61)<>\"\",INDIRECT(\"Measures!\"&BN$2&$BA61),\"\"),\"\")","v":""},{"$f":"IF($BA61<>\"\",IF(INDIRECT(\"Measures!\"&BO$2&$BA61)<>\"\",INDIRECT(\"Measures!\"&BO$2&$BA61),\"\"),\"\")","v":""},{"$f":"IF($BA61<>\"\",IF(INDIRECT(\"Measures!\"&BP$2&$BA61)<>\"\",INDIRECT(\"Measures!\"&BP$2&$BA61),\"\"),\"\")","v":""},{"$f":"IF($BA61<>\"\",IF(INDIRECT(\"Measures!\"&BQ$2&$BA61)<>\"\",INDIRECT(\"Measures!\"&BQ$2&$BA61),\"\"),\"\")","v":""},{"$f":"IF($BA61<>\"\",IF(INDIRECT(\"Measures!\"&BR$2&$BA61)<>\"\",INDIRECT(\"Measures!\"&BR$2&$BA61),\"\"),\"\")","v":""},{"$f":"IF($BA61<>\"\",IF(INDIRECT(\"Measures!\"&BS$2&$BA61)<>\"\",INDIRECT(\"Measures!\"&BS$2&$BA61),\"\"),\"\")","v":""},{"$f":"IF($BA61<>\"\",IF(INDIRECT(\"Measures!\"&BT$2&$BA61)<>\"\",INDIRECT(\"Measures!\"&BT$2&$BA61),\"\"),\"\")","v":""},{"$f":"IF($BA61<>\"\",IF(INDIRECT(\"Measures!\"&BU$2&$BA61)<>\"\",INDIRECT(\"Measures!\"&BU$2&$BA61),\"\"),\"\")","v":""},{"$f":"IF($BA61<>\"\",IF(INDIRECT(\"Measures!\"&BV$2&$BA61)<>\"\",INDIRECT(\"Measures!\"&BV$2&$BA61),\"\"),\"\")","v":""},{"$f":"IF($BA61<>\"\",IF(INDIRECT(\"Measures!\"&BW$2&$BA61)<>\"\",INDIRECT(\"Measures!\"&BW$2&$BA61),\"\"),\"\")","v":""},{"$f":"IF($BA61<>\"\",IF(INDIRECT(\"Measures!\"&BX$2&$BA61)<>\"\",INDIRECT(\"Measures!\"&BX$2&$BA61),\"\"),\"\")","v":""},{"$f":"IF($BA61<>\"\",IF(INDIRECT(\"Measures!\"&BY$2&$BA61)<>\"\",INDIRECT(\"Measures!\"&BY$2&$BA61),\"\"),\"\")","v":""},{"$f":"IF($BA61<>\"\",IF(INDIRECT(\"Measures!\"&BZ$2&$BA61)<>\"\",INDIRECT(\"Measures!\"&BZ$2&$BA61),\"\"),\"\")","v":""},{"$f":"IF($BA61<>\"\",IF(INDIRECT(\"Measures!\"&CA$2&$BA61)<>\"\",INDIRECT(\"Measures!\"&CA$2&$BA61),\"\"),\"\")","v":""},{"$f":"IF($BA61<>\"\",IF(INDIRECT(\"Measures!\"&CB$2&$BA61)<>\"\",INDIRECT(\"Measures!\"&CB$2&$BA61),\"\"),\"\")","v":""},{"$f":"IF($BA61<>\"\",IF(INDIRECT(\"Measures!\"&CC$2&$BA61)<>\"\",INDIRECT(\"Measures!\"&CC$2&$BA61),\"\"),\"\")","v":""},{"$f":"IF($BA61<>\"\",IF(INDIRECT(\"Measures!\"&CD$2&$BA61)<>\"\",INDIRECT(\"Measures!\"&CD$2&$BA61),\"\"),\"\")","v":""},{"$f":"IF($BA61<>\"\",IF(INDIRECT(\"Measures!\"&CE$2&$BA61)<>\"\",INDIRECT(\"Measures!\"&CE$2&$BA61),\"\"),\"\")","v":""},{"$f":"IF($BA61<>\"\",IF(INDIRECT(\"Measures!\"&CF$2&$BA61)<>\"\",INDIRECT(\"Measures!\"&CF$2&$BA61),\"\"),\"\")","v":""},{"$f":"IF($BA61<>\"\",IF(INDIRECT(\"Measures!\"&CG$2&$BA61)<>\"\",INDIRECT(\"Measures!\"&CG$2&$BA61),\"\"),\"\")","v":""},{"$f":"INDEX('Measure Descriptions'!$A$10:$A$46,MATCH(Map_Gas_Fin[[#This Row],[Measure]],'Measure Descriptions'!$B$10:$B$46,0))","v":""},{"$f":"IF($BA61<>\"\",IF(VLOOKUP(Map_Gas_Fin[[#This Row],[Measure]],'Measure Descriptions'!$B$10:$H$46,CI$2,FALSE)<>\"\",VLOOKUP(Map_Gas_Fin[[#This Row],[Measure]],'Measure Descriptions'!$B$10:$H$46,CI$2,FALSE),\"\"),\"\")","v":""},{"$f":"IF($BA61<>\"\",IF(VLOOKUP(Map_Gas_Fin[[#This Row],[Measure]],'Measure Descriptions'!$B$10:$H$46,CJ$2,FALSE)<>\"\",VLOOKUP(Map_Gas_Fin[[#This Row],[Measure]],'Measure Descriptions'!$B$10:$H$46,CJ$2,FALSE),\"\"),\"\")","v":""},{"$f":"IF($BA61<>\"\",IF(VLOOKUP(Map_Gas_Fin[[#This Row],[Measure]],'Measure Descriptions'!$B$10:$H$46,CK$2,FALSE)<>\"\",VLOOKUP(Map_Gas_Fin[[#This Row],[Measure]],'Measure Descriptions'!$B$10:$H$46,CK$2,FALSE),\"\"),\"\")","v":""},{"$f":"IF($BA61<>\"\",IF(VLOOKUP(Map_Gas_Fin[[#This Row],[Measure]],'Measure Descriptions'!$B$10:$H$46,CL$2,FALSE)<>\"\",VLOOKUP(Map_Gas_Fin[[#This Row],[Measure]],'Measure Descriptions'!$B$10:$H$46,CL$2,FALSE),\"\"),\"\")","v":""},{"$f":"IF($BA61<>\"\",IF(VLOOKUP(Map_Gas_Fin[[#This Row],[Measure]],'Measure Descriptions'!$B$10:$H$46,CM$2,FALSE)<>\"\",VLOOKUP(Map_Gas_Fin[[#This Row],[Measure]],'Measure Descriptions'!$B$10:$H$46,CM$2,FALSE),\"\"),\"\")","v":""},{"$f":"IF($BA61<>\"\",IF(VLOOKUP(Map_Gas_Fin[[#This Row],[Measure]],'Measure Descriptions'!$B$10:$H$46,CN$2,FALSE)<>\"\",VLOOKUP(Map_Gas_Fin[[#This Row],[Measure]],'Measure Descriptions'!$B$10:$H$46,CN$2,FALSE),\"\"),\"\")","v":""},{"$f":"IF($BA61<>\"\",IF(INDIRECT(\"Measures!\"&CO$2&$BA61)<>\"\",INDIRECT(\"Measures!\"&CO$2&$BA61),\"\"),\"\")","v":""}]
[null,null,"","",{"$f":"IF($B62<>\"\",IF(INDIRECT(\"Measures!\"&E$2&$B62)<>\"\",INDIRECT(\"Measures!\"&E$2&$B62),\"\"),\"\")","v":""},{"$f":"IF($B62<>\"\",IF(INDIRECT(\"Measures!\"&F$2&$B62)<>\"\",INDIRECT(\"Measures!\"&F$2&$B62),\"\"),\"\")","v":""},{"$f":"IF($B62<>\"\",IF(INDIRECT(\"Measures!\"&G$2&$B62)<>\"\",INDIRECT(\"Measures!\"&G$2&$B62),\"\"),\"\")","v":""},{"$f":"IF($B62<>\"\",IF(INDIRECT(\"Measures!\"&H$2&$B62)<>\"\",INDIRECT(\"Measures!\"&H$2&$B62),\"\"),\"\")","v":""},{"$f":"IF($B62<>\"\",IF(INDIRECT(\"Measures!\"&I$2&$B62)<>\"\",INDIRECT(\"Measures!\"&I$2&$B62),\"\"),\"\")","v":""},{"$f":"IF($B62<>\"\",IF(INDIRECT(\"Measures!\"&J$2&$B62)<>\"\",INDIRECT(\"Measures!\"&J$2&$B62),\"\"),\"\")","v":""},{"$f":"IF($B62<>\"\",IF(INDIRECT(\"Measures!\"&K$2&$B62)<>\"\",INDIRECT(\"Measures!\"&K$2&$B62),\"\"),\"\")","v":""},{"$f":"IF($B62<>\"\",IF(INDIRECT(\"Measures!\"&L$2&$B62)<>\"\",INDIRECT(\"Measures!\"&L$2&$B62),\"\"),\"\")","v":""},{"$f":"IF($B62<>\"\",IF(INDIRECT(\"Measures!\"&M$2&$B62)<>\"\",INDIRECT(\"Measures!\"&M$2&$B62),\"\"),\"\")","v":""},{"$f":"IF($B62<>\"\",IF(INDIRECT(\"Measures!\"&N$2&$B62)<>\"\",INDIRECT(\"Measures!\"&N$2&$B62),\"\"),\"\")","v":""},{"$f":"IF($B62<>\"\",IF(INDIRECT(\"Measures!\"&O$2&$B62)<>\"\",INDIRECT(\"Measures!\"&O$2&$B62),\"\"),\"\")","v":""},{"$f":"IF($B62<>\"\",IF(INDIRECT(\"Measures!\"&P$2&$B62)<>\"\",INDIRECT(\"Measures!\"&P$2&$B62),\"\"),\"\")","v":""},{"$f":"IF($B62<>\"\",IF(INDIRECT(\"Measures!\"&Q$2&$B62)<>\"\",INDIRECT(\"Measures!\"&Q$2&$B62),\"\"),\"\")","v":""},{"$f":"IF($B62<>\"\",IF(INDIRECT(\"Measures!\"&R$2&$B62)<>\"\",INDIRECT(\"Measures!\"&R$2&$B62),\"\"),\"\")","v":""},{"$f":"IF($B62<>\"\",IF(INDIRECT(\"Measures!\"&S$2&$B62)<>\"\",INDIRECT(\"Measures!\"&S$2&$B62),\"\"),\"\")","v":""},{"$f":"IF($B62<>\"\",IF(INDIRECT(\"Measures!\"&T$2&$B62)<>\"\",INDIRECT(\"Measures!\"&T$2&$B62),\"\"),\"\")","v":""},{"$f":"IF($B62<>\"\",IF(INDIRECT(\"Measures!\"&U$2&$B62)<>\"\",INDIRECT(\"Measures!\"&U$2&$B62),\"\"),\"\")","v":""},{"$f":"IF($B62<>\"\",IF(INDIRECT(\"Measures!\"&V$2&$B62)<>\"\",INDIRECT(\"Measures!\"&V$2&$B62),\"\"),\"\")","v":""},{"$f":"IF($B62<>\"\",IF(INDIRECT(\"Measures!\"&W$2&$B62)<>\"\",INDIRECT(\"Measures!\"&W$2&$B62),\"\"),\"\")","v":""},{"$f":"IF($B62<>\"\",IF(INDIRECT(\"Measures!\"&X$2&$B62)<>\"\",INDIRECT(\"Measures!\"&X$2&$B62),\"\"),\"\")","v":""},{"$f":"IF($B62<>\"\",IF(INDIRECT(\"Measures!\"&Y$2&$B62)<>\"\",INDIRECT(\"Measures!\"&Y$2&$B62),\"\"),\"\")","v":""},{"$f":"IF($B62<>\"\",IF(INDIRECT(\"Measures!\"&Z$2&$B62)<>\"\",INDIRECT(\"Measures!\"&Z$2&$B62),\"\"),\"\")","v":""},{"$f":"IF($B62<>\"\",IF(INDIRECT(\"Measures!\"&AA$2&$B62)<>\"\",INDIRECT(\"Measures!\"&AA$2&$B62),\"\"),\"\")","v":""},{"$f":"IF($B62<>\"\",IF(INDIRECT(\"Measures!\"&AB$2&$B62)<>\"\",INDIRECT(\"Measures!\"&AB$2&$B62),\"\"),\"\")","v":""},{"$f":"IF($B62<>\"\",IF(INDIRECT(\"Measures!\"&AC$2&$B62)<>\"\",INDIRECT(\"Measures!\"&AC$2&$B62),\"\"),\"\")","v":""},{"$f":"IF($B62<>\"\",IF(INDIRECT(\"Measures!\"&AD$2&$B62)<>\"\",INDIRECT(\"Measures!\"&AD$2&$B62),\"\"),\"\")","v":""},{"$f":"IF($B62<>\"\",IF(INDIRECT(\"Measures!\"&AE$2&$B62)<>\"\",INDIRECT(\"Measures!\"&AE$2&$B62),\"\"),\"\")","v":""},{"$f":"IF($B62<>\"\",IF(INDIRECT(\"Measures!\"&AF$2&$B62)<>\"\",INDIRECT(\"Measures!\"&AF$2&$B62),\"\"),\"\")","v":""},{"$f":"IF($B62<>\"\",IF(INDIRECT(\"Measures!\"&AG$2&$B62)<>\"\",INDIRECT(\"Measures!\"&AG$2&$B62),\"\"),\"\")","v":""},{"$f":"IF($B62<>\"\",IF(INDIRECT(\"Measures!\"&AH$2&$B62)<>\"\",INDIRECT(\"Measures!\"&AH$2&$B62),\"\"),\"\")","v":""},{"$f":"INDEX('Measure Descriptions'!$A$10:$A$46,MATCH(Map_Elec_Fin[[#This Row],[Measure]],'Measure Descriptions'!$B$10:$B$46,0))","v":""},{"$f":"IF($B62<>\"\",IF(VLOOKUP(Map_Elec_Fin[[#This Row],[Measure]],'Measure Descriptions'!$B$10:$H$46,AJ$2,FALSE)<>\"\",VLOOKUP(Map_Elec_Fin[[#This Row],[Measure]],'Measure Descriptions'!$B$10:$H$46,AJ$2,FALSE),\"\"),\"\")","v":""},{"$f":"IF($B62<>\"\",IF(VLOOKUP(Map_Elec_Fin[[#This Row],[Measure]],'Measure Descriptions'!$B$10:$H$46,AK$2,FALSE)<>\"\",VLOOKUP(Map_Elec_Fin[[#This Row],[Measure]],'Measure Descriptions'!$B$10:$H$46,AK$2,FALSE),\"\"),\"\")","v":""},{"$f":"IF($B62<>\"\",IF(VLOOKUP(Map_Elec_Fin[[#This Row],[Measure]],'Measure Descriptions'!$B$10:$H$46,AL$2,FALSE)<>\"\",VLOOKUP(Map_Elec_Fin[[#This Row],[Measure]],'Measure Descriptions'!$B$10:$H$46,AL$2,FALSE),\"\"),\"\")","v":""},{"$f":"IF($B62<>\"\",IF(VLOOKUP(Map_Elec_Fin[[#This Row],[Measure]],'Measure Descriptions'!$B$10:$H$46,AM$2,FALSE)<>\"\",VLOOKUP(Map_Elec_Fin[[#This Row],[Measure]],'Measure Descriptions'!$B$10:$H$46,AM$2,FALSE),\"\"),\"\")","v":""},{"$f":"IF($B62<>\"\",IF(VLOOKUP(Map_Elec_Fin[[#This Row],[Measure]],'Measure Descriptions'!$B$10:$H$46,AN$2,FALSE)<>\"\",VLOOKUP(Map_Elec_Fin[[#This Row],[Measure]],'Measure Descriptions'!$B$10:$H$46,AN$2,FALSE),\"\"),\"\")","v":""},{"$f":"IF($B62<>\"\",IF(VLOOKUP(Map_Elec_Fin[[#This Row],[Measure]],'Measure Descriptions'!$B$10:$H$46,AO$2,FALSE)<>\"\",VLOOKUP(Map_Elec_Fin[[#This Row],[Measure]],'Measure Descriptions'!$B$10:$H$46,AO$2,FALSE),\"\"),\"\")","v":""},{"$f":"IF($B62<>\"\",IF(INDIRECT(\"Measures!\"&AP$2&$B62)<>\"\",INDIRECT(\"Measures!\"&AP$2&$B62),\"\"),\"\")","v":""},null,null,null,null,null,null,null,null,null,null,null,"","",{"$f":"IF($BA62<>\"\",IF(INDIRECT(\"Measures!\"&BD$2&$BA62)<>\"\",INDIRECT(\"Measures!\"&BD$2&$BA62),\"\"),\"\")","v":""},{"$f":"IF($BA62<>\"\",IF(INDIRECT(\"Measures!\"&BE$2&$BA62)<>\"\",INDIRECT(\"Measures!\"&BE$2&$BA62),\"\"),\"\")","v":""},{"$f":"IF($BA62<>\"\",IF(INDIRECT(\"Measures!\"&BF$2&$BA62)<>\"\",INDIRECT(\"Measures!\"&BF$2&$BA62),\"\"),\"\")","v":""},{"$f":"IF($BA62<>\"\",IF(INDIRECT(\"Measures!\"&BG$2&$BA62)<>\"\",INDIRECT(\"Measures!\"&BG$2&$BA62),\"\"),\"\")","v":""},{"$f":"IF($BA62<>\"\",IF(INDIRECT(\"Measures!\"&BH$2&$BA62)<>\"\",INDIRECT(\"Measures!\"&BH$2&$BA62),\"\"),\"\")","v":""},{"$f":"IF($BA62<>\"\",IF(INDIRECT(\"Measures!\"&BI$2&$BA62)<>\"\",INDIRECT(\"Measures!\"&BI$2&$BA62),\"\"),\"\")","v":""},{"$f":"IF($BA62<>\"\",IF(INDIRECT(\"Measures!\"&BJ$2&$BA62)<>\"\",INDIRECT(\"Measures!\"&BJ$2&$BA62),\"\"),\"\")","v":""},{"$f":"IF($BA62<>\"\",IF(INDIRECT(\"Measures!\"&BK$2&$BA62)<>\"\",INDIRECT(\"Measures!\"&BK$2&$BA62),\"\"),\"\")","v":""},{"$f":"IF($BA62<>\"\",IF(INDIRECT(\"Measures!\"&BL$2&$BA62)<>\"\",INDIRECT(\"Measures!\"&BL$2&$BA62),\"\"),\"\")","v":""},{"$f":"IF($BA62<>\"\",IF(INDIRECT(\"Measures!\"&BM$2&$BA62)<>\"\",INDIRECT(\"Measures!\"&BM$2&$BA62),\"\"),\"\")","v":""},{"$f":"IF($BA62<>\"\",IF(INDIRECT(\"Measures!\"&BN$2&$BA62)<>\"\",INDIRECT(\"Measures!\"&BN$2&$BA62),\"\"),\"\")","v":""},{"$f":"IF($BA62<>\"\",IF(INDIRECT(\"Measures!\"&BO$2&$BA62)<>\"\",INDIRECT(\"Measures!\"&BO$2&$BA62),\"\"),\"\")","v":""},{"$f":"IF($BA62<>\"\",IF(INDIRECT(\"Measures!\"&BP$2&$BA62)<>\"\",INDIRECT(\"Measures!\"&BP$2&$BA62),\"\"),\"\")","v":""},{"$f":"IF($BA62<>\"\",IF(INDIRECT(\"Measures!\"&BQ$2&$BA62)<>\"\",INDIRECT(\"Measures!\"&BQ$2&$BA62),\"\"),\"\")","v":""},{"$f":"IF($BA62<>\"\",IF(INDIRECT(\"Measures!\"&BR$2&$BA62)<>\"\",INDIRECT(\"Measures!\"&BR$2&$BA62),\"\"),\"\")","v":""},{"$f":"IF($BA62<>\"\",IF(INDIRECT(\"Measures!\"&BS$2&$BA62)<>\"\",INDIRECT(\"Measures!\"&BS$2&$BA62),\"\"),\"\")","v":""},{"$f":"IF($BA62<>\"\",IF(INDIRECT(\"Measures!\"&BT$2&$BA62)<>\"\",INDIRECT(\"Measures!\"&BT$2&$BA62),\"\"),\"\")","v":""},{"$f":"IF($BA62<>\"\",IF(INDIRECT(\"Measures!\"&BU$2&$BA62)<>\"\",INDIRECT(\"Measures!\"&BU$2&$BA62),\"\"),\"\")","v":""},{"$f":"IF($BA62<>\"\",IF(INDIRECT(\"Measures!\"&BV$2&$BA62)<>\"\",INDIRECT(\"Measures!\"&BV$2&$BA62),\"\"),\"\")","v":""},{"$f":"IF($BA62<>\"\",IF(INDIRECT(\"Measures!\"&BW$2&$BA62)<>\"\",INDIRECT(\"Measures!\"&BW$2&$BA62),\"\"),\"\")","v":""},{"$f":"IF($BA62<>\"\",IF(INDIRECT(\"Measures!\"&BX$2&$BA62)<>\"\",INDIRECT(\"Measures!\"&BX$2&$BA62),\"\"),\"\")","v":""},{"$f":"IF($BA62<>\"\",IF(INDIRECT(\"Measures!\"&BY$2&$BA62)<>\"\",INDIRECT(\"Measures!\"&BY$2&$BA62),\"\"),\"\")","v":""},{"$f":"IF($BA62<>\"\",IF(INDIRECT(\"Measures!\"&BZ$2&$BA62)<>\"\",INDIRECT(\"Measures!\"&BZ$2&$BA62),\"\"),\"\")","v":""},{"$f":"IF($BA62<>\"\",IF(INDIRECT(\"Measures!\"&CA$2&$BA62)<>\"\",INDIRECT(\"Measures!\"&CA$2&$BA62),\"\"),\"\")","v":""},{"$f":"IF($BA62<>\"\",IF(INDIRECT(\"Measures!\"&CB$2&$BA62)<>\"\",INDIRECT(\"Measures!\"&CB$2&$BA62),\"\"),\"\")","v":""},{"$f":"IF($BA62<>\"\",IF(INDIRECT(\"Measures!\"&CC$2&$BA62)<>\"\",INDIRECT(\"Measures!\"&CC$2&$BA62),\"\"),\"\")","v":""},{"$f":"IF($BA62<>\"\",IF(INDIRECT(\"Measures!\"&CD$2&$BA62)<>\"\",INDIRECT(\"Measures!\"&CD$2&$BA62),\"\"),\"\")","v":""},{"$f":"IF($BA62<>\"\",IF(INDIRECT(\"Measures!\"&CE$2&$BA62)<>\"\",INDIRECT(\"Measures!\"&CE$2&$BA62),\"\"),\"\")","v":""},{"$f":"IF($BA62<>\"\",IF(INDIRECT(\"Measures!\"&CF$2&$BA62)<>\"\",INDIRECT(\"Measures!\"&CF$2&$BA62),\"\"),\"\")","v":""},{"$f":"IF($BA62<>\"\",IF(INDIRECT(\"Measures!\"&CG$2&$BA62)<>\"\",INDIRECT(\"Measures!\"&CG$2&$BA62),\"\"),\"\")","v":""},{"$f":"INDEX('Measure Descriptions'!$A$10:$A$46,MATCH(Map_Gas_Fin[[#This Row],[Measure]],'Measure Descriptions'!$B$10:$B$46,0))","v":""},{"$f":"IF($BA62<>\"\",IF(VLOOKUP(Map_Gas_Fin[[#This Row],[Measure]],'Measure Descriptions'!$B$10:$H$46,CI$2,FALSE)<>\"\",VLOOKUP(Map_Gas_Fin[[#This Row],[Measure]],'Measure Descriptions'!$B$10:$H$46,CI$2,FALSE),\"\"),\"\")","v":""},{"$f":"IF($BA62<>\"\",IF(VLOOKUP(Map_Gas_Fin[[#This Row],[Measure]],'Measure Descriptions'!$B$10:$H$46,CJ$2,FALSE)<>\"\",VLOOKUP(Map_Gas_Fin[[#This Row],[Measure]],'Measure Descriptions'!$B$10:$H$46,CJ$2,FALSE),\"\"),\"\")","v":""},{"$f":"IF($BA62<>\"\",IF(VLOOKUP(Map_Gas_Fin[[#This Row],[Measure]],'Measure Descriptions'!$B$10:$H$46,CK$2,FALSE)<>\"\",VLOOKUP(Map_Gas_Fin[[#This Row],[Measure]],'Measure Descriptions'!$B$10:$H$46,CK$2,FALSE),\"\"),\"\")","v":""},{"$f":"IF($BA62<>\"\",IF(VLOOKUP(Map_Gas_Fin[[#This Row],[Measure]],'Measure Descriptions'!$B$10:$H$46,CL$2,FALSE)<>\"\",VLOOKUP(Map_Gas_Fin[[#This Row],[Measure]],'Measure Descriptions'!$B$10:$H$46,CL$2,FALSE),\"\"),\"\")","v":""},{"$f":"IF($BA62<>\"\",IF(VLOOKUP(Map_Gas_Fin[[#This Row],[Measure]],'Measure Descriptions'!$B$10:$H$46,CM$2,FALSE)<>\"\",VLOOKUP(Map_Gas_Fin[[#This Row],[Measure]],'Measure Descriptions'!$B$10:$H$46,CM$2,FALSE),\"\"),\"\")","v":""},{"$f":"IF($BA62<>\"\",IF(VLOOKUP(Map_Gas_Fin[[#This Row],[Measure]],'Measure Descriptions'!$B$10:$H$46,CN$2,FALSE)<>\"\",VLOOKUP(Map_Gas_Fin[[#This Row],[Measure]],'Measure Descriptions'!$B$10:$H$46,CN$2,FALSE),\"\"),\"\")","v":""},{"$f":"IF($BA62<>\"\",IF(INDIRECT(\"Measures!\"&CO$2&$BA62)<>\"\",INDIRECT(\"Measures!\"&CO$2&$BA62),\"\"),\"\")","v":""}]
[null,null,"","",{"$f":"IF($B63<>\"\",IF(INDIRECT(\"Measures!\"&E$2&$B63)<>\"\",INDIRECT(\"Measures!\"&E$2&$B63),\"\"),\"\")","v":""},{"$f":"IF($B63<>\"\",IF(INDIRECT(\"Measures!\"&F$2&$B63)<>\"\",INDIRECT(\"Measures!\"&F$2&$B63),\"\"),\"\")","v":""},{"$f":"IF($B63<>\"\",IF(INDIRECT(\"Measures!\"&G$2&$B63)<>\"\",INDIRECT(\"Measures!\"&G$2&$B63),\"\"),\"\")","v":""},{"$f":"IF($B63<>\"\",IF(INDIRECT(\"Measures!\"&H$2&$B63)<>\"\",INDIRECT(\"Measures!\"&H$2&$B63),\"\"),\"\")","v":""},{"$f":"IF($B63<>\"\",IF(INDIRECT(\"Measures!\"&I$2&$B63)<>\"\",INDIRECT(\"Measures!\"&I$2&$B63),\"\"),\"\")","v":""},{"$f":"IF($B63<>\"\",IF(INDIRECT(\"Measures!\"&J$2&$B63)<>\"\",INDIRECT(\"Measures!\"&J$2&$B63),\"\"),\"\")","v":""},{"$f":"IF($B63<>\"\",IF(INDIRECT(\"Measures!\"&K$2&$B63)<>\"\",INDIRECT(\"Measures!\"&K$2&$B63),\"\"),\"\")","v":""},{"$f":"IF($B63<>\"\",IF(INDIRECT(\"Measures!\"&L$2&$B63)<>\"\",INDIRECT(\"Measures!\"&L$2&$B63),\"\"),\"\")","v":""},{"$f":"IF($B63<>\"\",IF(INDIRECT(\"Measures!\"&M$2&$B63)<>\"\",INDIRECT(\"Measures!\"&M$2&$B63),\"\"),\"\")","v":""},{"$f":"IF($B63<>\"\",IF(INDIRECT(\"Measures!\"&N$2&$B63)<>\"\",INDIRECT(\"Measures!\"&N$2&$B63),\"\"),\"\")","v":""},{"$f":"IF($B63<>\"\",IF(INDIRECT(\"Measures!\"&O$2&$B63)<>\"\",INDIRECT(\"Measures!\"&O$2&$B63),\"\"),\"\")","v":""},{"$f":"IF($B63<>\"\",IF(INDIRECT(\"Measures!\"&P$2&$B63)<>\"\",INDIRECT(\"Measures!\"&P$2&$B63),\"\"),\"\")","v":""},{"$f":"IF($B63<>\"\",IF(INDIRECT(\"Measures!\"&Q$2&$B63)<>\"\",INDIRECT(\"Measures!\"&Q$2&$B63),\"\"),\"\")","v":""},{"$f":"IF($B63<>\"\",IF(INDIRECT(\"Measures!\"&R$2&$B63)<>\"\",INDIRECT(\"Measures!\"&R$2&$B63),\"\"),\"\")","v":""},{"$f":"IF($B63<>\"\",IF(INDIRECT(\"Measures!\"&S$2&$B63)<>\"\",INDIRECT(\"Measures!\"&S$2&$B63),\"\"),\"\")","v":""},{"$f":"IF($B63<>\"\",IF(INDIRECT(\"Measures!\"&T$2&$B63)<>\"\",INDIRECT(\"Measures!\"&T$2&$B63),\"\"),\"\")","v":""},{"$f":"IF($B63<>\"\",IF(INDIRECT(\"Measures!\"&U$2&$B63)<>\"\",INDIRECT(\"Measures!\"&U$2&$B63),\"\"),\"\")","v":""},{"$f":"IF($B63<>\"\",IF(INDIRECT(\"Measures!\"&V$2&$B63)<>\"\",INDIRECT(\"Measures!\"&V$2&$B63),\"\"),\"\")","v":""},{"$f":"IF($B63<>\"\",IF(INDIRECT(\"Measures!\"&W$2&$B63)<>\"\",INDIRECT(\"Measures!\"&W$2&$B63),\"\"),\"\")","v":""},{"$f":"IF($B63<>\"\",IF(INDIRECT(\"Measures!\"&X$2&$B63)<>\"\",INDIRECT(\"Measures!\"&X$2&$B63),\"\"),\"\")","v":""},{"$f":"IF($B63<>\"\",IF(INDIRECT(\"Measures!\"&Y$2&$B63)<>\"\",INDIRECT(\"Measures!\"&Y$2&$B63),\"\"),\"\")","v":""},{"$f":"IF($B63<>\"\",IF(INDIRECT(\"Measures!\"&Z$2&$B63)<>\"\",INDIRECT(\"Measures!\"&Z$2&$B63),\"\"),\"\")","v":""},{"$f":"IF($B63<>\"\",IF(INDIRECT(\"Measures!\"&AA$2&$B63)<>\"\",INDIRECT(\"Measures!\"&AA$2&$B63),\"\"),\"\")","v":""},{"$f":"IF($B63<>\"\",IF(INDIRECT(\"Measures!\"&AB$2&$B63)<>\"\",INDIRECT(\"Measures!\"&AB$2&$B63),\"\"),\"\")","v":""},{"$f":"IF($B63<>\"\",IF(INDIRECT(\"Measures!\"&AC$2&$B63)<>\"\",INDIRECT(\"Measures!\"&AC$2&$B63),\"\"),\"\")","v":""},{"$f":"IF($B63<>\"\",IF(INDIRECT(\"Measures!\"&AD$2&$B63)<>\"\",INDIRECT(\"Measures!\"&AD$2&$B63),\"\"),\"\")","v":""},{"$f":"IF($B63<>\"\",IF(INDIRECT(\"Measures!\"&AE$2&$B63)<>\"\",INDIRECT(\"Measures!\"&AE$2&$B63),\"\"),\"\")","v":""},{"$f":"IF($B63<>\"\",IF(INDIRECT(\"Measures!\"&AF$2&$B63)<>\"\",INDIRECT(\"Measures!\"&AF$2&$B63),\"\"),\"\")","v":""},{"$f":"IF($B63<>\"\",IF(INDIRECT(\"Measures!\"&AG$2&$B63)<>\"\",INDIRECT(\"Measures!\"&AG$2&$B63),\"\"),\"\")","v":""},{"$f":"IF($B63<>\"\",IF(INDIRECT(\"Measures!\"&AH$2&$B63)<>\"\",INDIRECT(\"Measures!\"&AH$2&$B63),\"\"),\"\")","v":""},{"$f":"INDEX('Measure Descriptions'!$A$10:$A$46,MATCH(Map_Elec_Fin[[#This Row],[Measure]],'Measure Descriptions'!$B$10:$B$46,0))","v":""},{"$f":"IF($B63<>\"\",IF(VLOOKUP(Map_Elec_Fin[[#This Row],[Measure]],'Measure Descriptions'!$B$10:$H$46,AJ$2,FALSE)<>\"\",VLOOKUP(Map_Elec_Fin[[#This Row],[Measure]],'Measure Descriptions'!$B$10:$H$46,AJ$2,FALSE),\"\"),\"\")","v":""},{"$f":"IF($B63<>\"\",IF(VLOOKUP(Map_Elec_Fin[[#This Row],[Measure]],'Measure Descriptions'!$B$10:$H$46,AK$2,FALSE)<>\"\",VLOOKUP(Map_Elec_Fin[[#This Row],[Measure]],'Measure Descriptions'!$B$10:$H$46,AK$2,FALSE),\"\"),\"\")","v":""},{"$f":"IF($B63<>\"\",IF(VLOOKUP(Map_Elec_Fin[[#This Row],[Measure]],'Measure Descriptions'!$B$10:$H$46,AL$2,FALSE)<>\"\",VLOOKUP(Map_Elec_Fin[[#This Row],[Measure]],'Measure Descriptions'!$B$10:$H$46,AL$2,FALSE),\"\"),\"\")","v":""},{"$f":"IF($B63<>\"\",IF(VLOOKUP(Map_Elec_Fin[[#This Row],[Measure]],'Measure Descriptions'!$B$10:$H$46,AM$2,FALSE)<>\"\",VLOOKUP(Map_Elec_Fin[[#This Row],[Measure]],'Measure Descriptions'!$B$10:$H$46,AM$2,FALSE),\"\"),\"\")","v":""},{"$f":"IF($B63<>\"\",IF(VLOOKUP(Map_Elec_Fin[[#This Row],[Measure]],'Measure Descriptions'!$B$10:$H$46,AN$2,FALSE)<>\"\",VLOOKUP(Map_Elec_Fin[[#This Row],[Measure]],'Measure Descriptions'!$B$10:$H$46,AN$2,FALSE),\"\"),\"\")","v":""},{"$f":"IF($B63<>\"\",IF(VLOOKUP(Map_Elec_Fin[[#This Row],[Measure]],'Measure Descriptions'!$B$10:$H$46,AO$2,FALSE)<>\"\",VLOOKUP(Map_Elec_Fin[[#This Row],[Measure]],'Measure Descriptions'!$B$10:$H$46,AO$2,FALSE),\"\"),\"\")","v":""},{"$f":"IF($B63<>\"\",IF(INDIRECT(\"Measures!\"&AP$2&$B63)<>\"\",INDIRECT(\"Measures!\"&AP$2&$B63),\"\"),\"\")","v":""},null,null,null,null,null,null,null,null,null,null,null,"","",{"$f":"IF($BA63<>\"\",IF(INDIRECT(\"Measures!\"&BD$2&$BA63)<>\"\",INDIRECT(\"Measures!\"&BD$2&$BA63),\"\"),\"\")","v":""},{"$f":"IF($BA63<>\"\",IF(INDIRECT(\"Measures!\"&BE$2&$BA63)<>\"\",INDIRECT(\"Measures!\"&BE$2&$BA63),\"\"),\"\")","v":""},{"$f":"IF($BA63<>\"\",IF(INDIRECT(\"Measures!\"&BF$2&$BA63)<>\"\",INDIRECT(\"Measures!\"&BF$2&$BA63),\"\"),\"\")","v":""},{"$f":"IF($BA63<>\"\",IF(INDIRECT(\"Measures!\"&BG$2&$BA63)<>\"\",INDIRECT(\"Measures!\"&BG$2&$BA63),\"\"),\"\")","v":""},{"$f":"IF($BA63<>\"\",IF(INDIRECT(\"Measures!\"&BH$2&$BA63)<>\"\",INDIRECT(\"Measures!\"&BH$2&$BA63),\"\"),\"\")","v":""},{"$f":"IF($BA63<>\"\",IF(INDIRECT(\"Measures!\"&BI$2&$BA63)<>\"\",INDIRECT(\"Measures!\"&BI$2&$BA63),\"\"),\"\")","v":""},{"$f":"IF($BA63<>\"\",IF(INDIRECT(\"Measures!\"&BJ$2&$BA63)<>\"\",INDIRECT(\"Measures!\"&BJ$2&$BA63),\"\"),\"\")","v":""},{"$f":"IF($BA63<>\"\",IF(INDIRECT(\"Measures!\"&BK$2&$BA63)<>\"\",INDIRECT(\"Measures!\"&BK$2&$BA63),\"\"),\"\")","v":""},{"$f":"IF($BA63<>\"\",IF(INDIRECT(\"Measures!\"&BL$2&$BA63)<>\"\",INDIRECT(\"Measures!\"&BL$2&$BA63),\"\"),\"\")","v":""},{"$f":"IF($BA63<>\"\",IF(INDIRECT(\"Measures!\"&BM$2&$BA63)<>\"\",INDIRECT(\"Measures!\"&BM$2&$BA63),\"\"),\"\")","v":""},{"$f":"IF($BA63<>\"\",IF(INDIRECT(\"Measures!\"&BN$2&$BA63)<>\"\",INDIRECT(\"Measures!\"&BN$2&$BA63),\"\"),\"\")","v":""},{"$f":"IF($BA63<>\"\",IF(INDIRECT(\"Measures!\"&BO$2&$BA63)<>\"\",INDIRECT(\"Measures!\"&BO$2&$BA63),\"\"),\"\")","v":""},{"$f":"IF($BA63<>\"\",IF(INDIRECT(\"Measures!\"&BP$2&$BA63)<>\"\",INDIRECT(\"Measures!\"&BP$2&$BA63),\"\"),\"\")","v":""},{"$f":"IF($BA63<>\"\",IF(INDIRECT(\"Measures!\"&BQ$2&$BA63)<>\"\",INDIRECT(\"Measures!\"&BQ$2&$BA63),\"\"),\"\")","v":""},{"$f":"IF($BA63<>\"\",IF(INDIRECT(\"Measures!\"&BR$2&$BA63)<>\"\",INDIRECT(\"Measures!\"&BR$2&$BA63),\"\"),\"\")","v":""},{"$f":"IF($BA63<>\"\",IF(INDIRECT(\"Measures!\"&BS$2&$BA63)<>\"\",INDIRECT(\"Measures!\"&BS$2&$BA63),\"\"),\"\")","v":""},{"$f":"IF($BA63<>\"\",IF(INDIRECT(\"Measures!\"&BT$2&$BA63)<>\"\",INDIRECT(\"Measures!\"&BT$2&$BA63),\"\"),\"\")","v":""},{"$f":"IF($BA63<>\"\",IF(INDIRECT(\"Measures!\"&BU$2&$BA63)<>\"\",INDIRECT(\"Measures!\"&BU$2&$BA63),\"\"),\"\")","v":""},{"$f":"IF($BA63<>\"\",IF(INDIRECT(\"Measures!\"&BV$2&$BA63)<>\"\",INDIRECT(\"Measures!\"&BV$2&$BA63),\"\"),\"\")","v":""},{"$f":"IF($BA63<>\"\",IF(INDIRECT(\"Measures!\"&BW$2&$BA63)<>\"\",INDIRECT(\"Measures!\"&BW$2&$BA63),\"\"),\"\")","v":""},{"$f":"IF($BA63<>\"\",IF(INDIRECT(\"Measures!\"&BX$2&$BA63)<>\"\",INDIRECT(\"Measures!\"&BX$2&$BA63),\"\"),\"\")","v":""},{"$f":"IF($BA63<>\"\",IF(INDIRECT(\"Measures!\"&BY$2&$BA63)<>\"\",INDIRECT(\"Measures!\"&BY$2&$BA63),\"\"),\"\")","v":""},{"$f":"IF($BA63<>\"\",IF(INDIRECT(\"Measures!\"&BZ$2&$BA63)<>\"\",INDIRECT(\"Measures!\"&BZ$2&$BA63),\"\"),\"\")","v":""},{"$f":"IF($BA63<>\"\",IF(INDIRECT(\"Measures!\"&CA$2&$BA63)<>\"\",INDIRECT(\"Measures!\"&CA$2&$BA63),\"\"),\"\")","v":""},{"$f":"IF($BA63<>\"\",IF(INDIRECT(\"Measures!\"&CB$2&$BA63)<>\"\",INDIRECT(\"Measures!\"&CB$2&$BA63),\"\"),\"\")","v":""},{"$f":"IF($BA63<>\"\",IF(INDIRECT(\"Measures!\"&CC$2&$BA63)<>\"\",INDIRECT(\"Measures!\"&CC$2&$BA63),\"\"),\"\")","v":""},{"$f":"IF($BA63<>\"\",IF(INDIRECT(\"Measures!\"&CD$2&$BA63)<>\"\",INDIRECT(\"Measures!\"&CD$2&$BA63),\"\"),\"\")","v":""},{"$f":"IF($BA63<>\"\",IF(INDIRECT(\"Measures!\"&CE$2&$BA63)<>\"\",INDIRECT(\"Measures!\"&CE$2&$BA63),\"\"),\"\")","v":""},{"$f":"IF($BA63<>\"\",IF(INDIRECT(\"Measures!\"&CF$2&$BA63)<>\"\",INDIRECT(\"Measures!\"&CF$2&$BA63),\"\"),\"\")","v":""},{"$f":"IF($BA63<>\"\",IF(INDIRECT(\"Measures!\"&CG$2&$BA63)<>\"\",INDIRECT(\"Measures!\"&CG$2&$BA63),\"\"),\"\")","v":""},{"$f":"INDEX('Measure Descriptions'!$A$10:$A$46,MATCH(Map_Gas_Fin[[#This Row],[Measure]],'Measure Descriptions'!$B$10:$B$46,0))","v":""},{"$f":"IF($BA63<>\"\",IF(VLOOKUP(Map_Gas_Fin[[#This Row],[Measure]],'Measure Descriptions'!$B$10:$H$46,CI$2,FALSE)<>\"\",VLOOKUP(Map_Gas_Fin[[#This Row],[Measure]],'Measure Descriptions'!$B$10:$H$46,CI$2,FALSE),\"\"),\"\")","v":""},{"$f":"IF($BA63<>\"\",IF(VLOOKUP(Map_Gas_Fin[[#This Row],[Measure]],'Measure Descriptions'!$B$10:$H$46,CJ$2,FALSE)<>\"\",VLOOKUP(Map_Gas_Fin[[#This Row],[Measure]],'Measure Descriptions'!$B$10:$H$46,CJ$2,FALSE),\"\"),\"\")","v":""},{"$f":"IF($BA63<>\"\",IF(VLOOKUP(Map_Gas_Fin[[#This Row],[Measure]],'Measure Descriptions'!$B$10:$H$46,CK$2,FALSE)<>\"\",VLOOKUP(Map_Gas_Fin[[#This Row],[Measure]],'Measure Descriptions'!$B$10:$H$46,CK$2,FALSE),\"\"),\"\")","v":""},{"$f":"IF($BA63<>\"\",IF(VLOOKUP(Map_Gas_Fin[[#This Row],[Measure]],'Measure Descriptions'!$B$10:$H$46,CL$2,FALSE)<>\"\",VLOOKUP(Map_Gas_Fin[[#This Row],[Measure]],'Measure Descriptions'!$B$10:$H$46,CL$2,FALSE),\"\"),\"\")","v":""},{"$f":"IF($BA63<>\"\",IF(VLOOKUP(Map_Gas_Fin[[#This Row],[Measure]],'Measure Descriptions'!$B$10:$H$46,CM$2,FALSE)<>\"\",VLOOKUP(Map_Gas_Fin[[#This Row],[Measure]],'Measure Descriptions'!$B$10:$H$46,CM$2,FALSE),\"\"),\"\")","v":""},{"$f":"IF($BA63<>\"\",IF(VLOOKUP(Map_Gas_Fin[[#This Row],[Measure]],'Measure Descriptions'!$B$10:$H$46,CN$2,FALSE)<>\"\",VLOOKUP(Map_Gas_Fin[[#This Row],[Measure]],'Measure Descriptions'!$B$10:$H$46,CN$2,FALSE),\"\"),\"\")","v":""},{"$f":"IF($BA63<>\"\",IF(INDIRECT(\"Measures!\"&CO$2&$BA63)<>\"\",INDIRECT(\"Measures!\"&CO$2&$BA63),\"\"),\"\")","v":""}]
[null,null,"","",{"$f":"IF($B64<>\"\",IF(INDIRECT(\"Measures!\"&E$2&$B64)<>\"\",INDIRECT(\"Measures!\"&E$2&$B64),\"\"),\"\")","v":""},{"$f":"IF($B64<>\"\",IF(INDIRECT(\"Measures!\"&F$2&$B64)<>\"\",INDIRECT(\"Measures!\"&F$2&$B64),\"\"),\"\")","v":""},{"$f":"IF($B64<>\"\",IF(INDIRECT(\"Measures!\"&G$2&$B64)<>\"\",INDIRECT(\"Measures!\"&G$2&$B64),\"\"),\"\")","v":""},{"$f":"IF($B64<>\"\",IF(INDIRECT(\"Measures!\"&H$2&$B64)<>\"\",INDIRECT(\"Measures!\"&H$2&$B64),\"\"),\"\")","v":""},{"$f":"IF($B64<>\"\",IF(INDIRECT(\"Measures!\"&I$2&$B64)<>\"\",INDIRECT(\"Measures!\"&I$2&$B64),\"\"),\"\")","v":""},{"$f":"IF($B64<>\"\",IF(INDIRECT(\"Measures!\"&J$2&$B64)<>\"\",INDIRECT(\"Measures!\"&J$2&$B64),\"\"),\"\")","v":""},{"$f":"IF($B64<>\"\",IF(INDIRECT(\"Measures!\"&K$2&$B64)<>\"\",INDIRECT(\"Measures!\"&K$2&$B64),\"\"),\"\")","v":""},{"$f":"IF($B64<>\"\",IF(INDIRECT(\"Measures!\"&L$2&$B64)<>\"\",INDIRECT(\"Measures!\"&L$2&$B64),\"\"),\"\")","v":""},{"$f":"IF($B64<>\"\",IF(INDIRECT(\"Measures!\"&M$2&$B64)<>\"\",INDIRECT(\"Measures!\"&M$2&$B64),\"\"),\"\")","v":""},{"$f":"IF($B64<>\"\",IF(INDIRECT(\"Measures!\"&N$2&$B64)<>\"\",INDIRECT(\"Measures!\"&N$2&$B64),\"\"),\"\")","v":""},{"$f":"IF($B64<>\"\",IF(INDIRECT(\"Measures!\"&O$2&$B64)<>\"\",INDIRECT(\"Measures!\"&O$2&$B64),\"\"),\"\")","v":""},{"$f":"IF($B64<>\"\",IF(INDIRECT(\"Measures!\"&P$2&$B64)<>\"\",INDIRECT(\"Measures!\"&P$2&$B64),\"\"),\"\")","v":""},{"$f":"IF($B64<>\"\",IF(INDIRECT(\"Measures!\"&Q$2&$B64)<>\"\",INDIRECT(\"Measures!\"&Q$2&$B64),\"\"),\"\")","v":""},{"$f":"IF($B64<>\"\",IF(INDIRECT(\"Measures!\"&R$2&$B64)<>\"\",INDIRECT(\"Measures!\"&R$2&$B64),\"\"),\"\")","v":""},{"$f":"IF($B64<>\"\",IF(INDIRECT(\"Measures!\"&S$2&$B64)<>\"\",INDIRECT(\"Measures!\"&S$2&$B64),\"\"),\"\")","v":""},{"$f":"IF($B64<>\"\",IF(INDIRECT(\"Measures!\"&T$2&$B64)<>\"\",INDIRECT(\"Measures!\"&T$2&$B64),\"\"),\"\")","v":""},{"$f":"IF($B64<>\"\",IF(INDIRECT(\"Measures!\"&U$2&$B64)<>\"\",INDIRECT(\"Measures!\"&U$2&$B64),\"\"),\"\")","v":""},{"$f":"IF($B64<>\"\",IF(INDIRECT(\"Measures!\"&V$2&$B64)<>\"\",INDIRECT(\"Measures!\"&V$2&$B64),\"\"),\"\")","v":""},{"$f":"IF($B64<>\"\",IF(INDIRECT(\"Measures!\"&W$2&$B64)<>\"\",INDIRECT(\"Measures!\"&W$2&$B64),\"\"),\"\")","v":""},{"$f":"IF($B64<>\"\",IF(INDIRECT(\"Measures!\"&X$2&$B64)<>\"\",INDIRECT(\"Measures!\"&X$2&$B64),\"\"),\"\")","v":""},{"$f":"IF($B64<>\"\",IF(INDIRECT(\"Measures!\"&Y$2&$B64)<>\"\",INDIRECT(\"Measures!\"&Y$2&$B64),\"\"),\"\")","v":""},{"$f":"IF($B64<>\"\",IF(INDIRECT(\"Measures!\"&Z$2&$B64)<>\"\",INDIRECT(\"Measures!\"&Z$2&$B64),\"\"),\"\")","v":""},{"$f":"IF($B64<>\"\",IF(INDIRECT(\"Measures!\"&AA$2&$B64)<>\"\",INDIRECT(\"Measures!\"&AA$2&$B64),\"\"),\"\")","v":""},{"$f":"IF($B64<>\"\",IF(INDIRECT(\"Measures!\"&AB$2&$B64)<>\"\",INDIRECT(\"Measures!\"&AB$2&$B64),\"\"),\"\")","v":""},{"$f":"IF($B64<>\"\",IF(INDIRECT(\"Measures!\"&AC$2&$B64)<>\"\",INDIRECT(\"Measures!\"&AC$2&$B64),\"\"),\"\")","v":""},{"$f":"IF($B64<>\"\",IF(INDIRECT(\"Measures!\"&AD$2&$B64)<>\"\",INDIRECT(\"Measures!\"&AD$2&$B64),\"\"),\"\")","v":""},{"$f":"IF($B64<>\"\",IF(INDIRECT(\"Measures!\"&AE$2&$B64)<>\"\",INDIRECT(\"Measures!\"&AE$2&$B64),\"\"),\"\")","v":""},{"$f":"IF($B64<>\"\",IF(INDIRECT(\"Measures!\"&AF$2&$B64)<>\"\",INDIRECT(\"Measures!\"&AF$2&$B64),\"\"),\"\")","v":""},{"$f":"IF($B64<>\"\",IF(INDIRECT(\"Measures!\"&AG$2&$B64)<>\"\",INDIRECT(\"Measures!\"&AG$2&$B64),\"\"),\"\")","v":""},{"$f":"IF($B64<>\"\",IF(INDIRECT(\"Measures!\"&AH$2&$B64)<>\"\",INDIRECT(\"Measures!\"&AH$2&$B64),\"\"),\"\")","v":""},{"$f":"INDEX('Measure Descriptions'!$A$10:$A$46,MATCH(Map_Elec_Fin[[#This Row],[Measure]],'Measure Descriptions'!$B$10:$B$46,0))","v":""},{"$f":"IF($B64<>\"\",IF(VLOOKUP(Map_Elec_Fin[[#This Row],[Measure]],'Measure Descriptions'!$B$10:$H$46,AJ$2,FALSE)<>\"\",VLOOKUP(Map_Elec_Fin[[#This Row],[Measure]],'Measure Descriptions'!$B$10:$H$46,AJ$2,FALSE),\"\"),\"\")","v":""},{"$f":"IF($B64<>\"\",IF(VLOOKUP(Map_Elec_Fin[[#This Row],[Measure]],'Measure Descriptions'!$B$10:$H$46,AK$2,FALSE)<>\"\",VLOOKUP(Map_Elec_Fin[[#This Row],[Measure]],'Measure Descriptions'!$B$10:$H$46,AK$2,FALSE),\"\"),\"\")","v":""},{"$f":"IF($B64<>\"\",IF(VLOOKUP(Map_Elec_Fin[[#This Row],[Measure]],'Measure Descriptions'!$B$10:$H$46,AL$2,FALSE)<>\"\",VLOOKUP(Map_Elec_Fin[[#This Row],[Measure]],'Measure Descriptions'!$B$10:$H$46,AL$2,FALSE),\"\"),\"\")","v":""},{"$f":"IF($B64<>\"\",IF(VLOOKUP(Map_Elec_Fin[[#This Row],[Measure]],'Measure Descriptions'!$B$10:$H$46,AM$2,FALSE)<>\"\",VLOOKUP(Map_Elec_Fin[[#This Row],[Measure]],'Measure Descriptions'!$B$10:$H$46,AM$2,FALSE),\"\"),\"\")","v":""},{"$f":"IF($B64<>\"\",IF(VLOOKUP(Map_Elec_Fin[[#This Row],[Measure]],'Measure Descriptions'!$B$10:$H$46,AN$2,FALSE)<>\"\",VLOOKUP(Map_Elec_Fin[[#This Row],[Measure]],'Measure Descriptions'!$B$10:$H$46,AN$2,FALSE),\"\"),\"\")","v":""},{"$f":"IF($B64<>\"\",IF(VLOOKUP(Map_Elec_Fin[[#This Row],[Measure]],'Measure Descriptions'!$B$10:$H$46,AO$2,FALSE)<>\"\",VLOOKUP(Map_Elec_Fin[[#This Row],[Measure]],'Measure Descriptions'!$B$10:$H$46,AO$2,FALSE),\"\"),\"\")","v":""},{"$f":"IF($B64<>\"\",IF(INDIRECT(\"Measures!\"&AP$2&$B64)<>\"\",INDIRECT(\"Measures!\"&AP$2&$B64),\"\"),\"\")","v":""},null,null,null,null,null,null,null,null,null,null,null,"","",{"$f":"IF($BA64<>\"\",IF(INDIRECT(\"Measures!\"&BD$2&$BA64)<>\"\",INDIRECT(\"Measures!\"&BD$2&$BA64),\"\"),\"\")","v":""},{"$f":"IF($BA64<>\"\",IF(INDIRECT(\"Measures!\"&BE$2&$BA64)<>\"\",INDIRECT(\"Measures!\"&BE$2&$BA64),\"\"),\"\")","v":""},{"$f":"IF($BA64<>\"\",IF(INDIRECT(\"Measures!\"&BF$2&$BA64)<>\"\",INDIRECT(\"Measures!\"&BF$2&$BA64),\"\"),\"\")","v":""},{"$f":"IF($BA64<>\"\",IF(INDIRECT(\"Measures!\"&BG$2&$BA64)<>\"\",INDIRECT(\"Measures!\"&BG$2&$BA64),\"\"),\"\")","v":""},{"$f":"IF($BA64<>\"\",IF(INDIRECT(\"Measures!\"&BH$2&$BA64)<>\"\",INDIRECT(\"Measures!\"&BH$2&$BA64),\"\"),\"\")","v":""},{"$f":"IF($BA64<>\"\",IF(INDIRECT(\"Measures!\"&BI$2&$BA64)<>\"\",INDIRECT(\"Measures!\"&BI$2&$BA64),\"\"),\"\")","v":""},{"$f":"IF($BA64<>\"\",IF(INDIRECT(\"Measures!\"&BJ$2&$BA64)<>\"\",INDIRECT(\"Measures!\"&BJ$2&$BA64),\"\"),\"\")","v":""},{"$f":"IF($BA64<>\"\",IF(INDIRECT(\"Measures!\"&BK$2&$BA64)<>\"\",INDIRECT(\"Measures!\"&BK$2&$BA64),\"\"),\"\")","v":""},{"$f":"IF($BA64<>\"\",IF(INDIRECT(\"Measures!\"&BL$2&$BA64)<>\"\",INDIRECT(\"Measures!\"&BL$2&$BA64),\"\"),\"\")","v":""},{"$f":"IF($BA64<>\"\",IF(INDIRECT(\"Measures!\"&BM$2&$BA64)<>\"\",INDIRECT(\"Measures!\"&BM$2&$BA64),\"\"),\"\")","v":""},{"$f":"IF($BA64<>\"\",IF(INDIRECT(\"Measures!\"&BN$2&$BA64)<>\"\",INDIRECT(\"Measures!\"&BN$2&$BA64),\"\"),\"\")","v":""},{"$f":"IF($BA64<>\"\",IF(INDIRECT(\"Measures!\"&BO$2&$BA64)<>\"\",INDIRECT(\"Measures!\"&BO$2&$BA64),\"\"),\"\")","v":""},{"$f":"IF($BA64<>\"\",IF(INDIRECT(\"Measures!\"&BP$2&$BA64)<>\"\",INDIRECT(\"Measures!\"&BP$2&$BA64),\"\"),\"\")","v":""},{"$f":"IF($BA64<>\"\",IF(INDIRECT(\"Measures!\"&BQ$2&$BA64)<>\"\",INDIRECT(\"Measures!\"&BQ$2&$BA64),\"\"),\"\")","v":""},{"$f":"IF($BA64<>\"\",IF(INDIRECT(\"Measures!\"&BR$2&$BA64)<>\"\",INDIRECT(\"Measures!\"&BR$2&$BA64),\"\"),\"\")","v":""},{"$f":"IF($BA64<>\"\",IF(INDIRECT(\"Measures!\"&BS$2&$BA64)<>\"\",INDIRECT(\"Measures!\"&BS$2&$BA64),\"\"),\"\")","v":""},{"$f":"IF($BA64<>\"\",IF(INDIRECT(\"Measures!\"&BT$2&$BA64)<>\"\",INDIRECT(\"Measures!\"&BT$2&$BA64),\"\"),\"\")","v":""},{"$f":"IF($BA64<>\"\",IF(INDIRECT(\"Measures!\"&BU$2&$BA64)<>\"\",INDIRECT(\"Measures!\"&BU$2&$BA64),\"\"),\"\")","v":""},{"$f":"IF($BA64<>\"\",IF(INDIRECT(\"Measures!\"&BV$2&$BA64)<>\"\",INDIRECT(\"Measures!\"&BV$2&$BA64),\"\"),\"\")","v":""},{"$f":"IF($BA64<>\"\",IF(INDIRECT(\"Measures!\"&BW$2&$BA64)<>\"\",INDIRECT(\"Measures!\"&BW$2&$BA64),\"\"),\"\")","v":""},{"$f":"IF($BA64<>\"\",IF(INDIRECT(\"Measures!\"&BX$2&$BA64)<>\"\",INDIRECT(\"Measures!\"&BX$2&$BA64),\"\"),\"\")","v":""},{"$f":"IF($BA64<>\"\",IF(INDIRECT(\"Measures!\"&BY$2&$BA64)<>\"\",INDIRECT(\"Measures!\"&BY$2&$BA64),\"\"),\"\")","v":""},{"$f":"IF($BA64<>\"\",IF(INDIRECT(\"Measures!\"&BZ$2&$BA64)<>\"\",INDIRECT(\"Measures!\"&BZ$2&$BA64),\"\"),\"\")","v":""},{"$f":"IF($BA64<>\"\",IF(INDIRECT(\"Measures!\"&CA$2&$BA64)<>\"\",INDIRECT(\"Measures!\"&CA$2&$BA64),\"\"),\"\")","v":""},{"$f":"IF($BA64<>\"\",IF(INDIRECT(\"Measures!\"&CB$2&$BA64)<>\"\",INDIRECT(\"Measures!\"&CB$2&$BA64),\"\"),\"\")","v":""},{"$f":"IF($BA64<>\"\",IF(INDIRECT(\"Measures!\"&CC$2&$BA64)<>\"\",INDIRECT(\"Measures!\"&CC$2&$BA64),\"\"),\"\")","v":""},{"$f":"IF($BA64<>\"\",IF(INDIRECT(\"Measures!\"&CD$2&$BA64)<>\"\",INDIRECT(\"Measures!\"&CD$2&$BA64),\"\"),\"\")","v":""},{"$f":"IF($BA64<>\"\",IF(INDIRECT(\"Measures!\"&CE$2&$BA64)<>\"\",INDIRECT(\"Measures!\"&CE$2&$BA64),\"\"),\"\")","v":""},{"$f":"IF($BA64<>\"\",IF(INDIRECT(\"Measures!\"&CF$2&$BA64)<>\"\",INDIRECT(\"Measures!\"&CF$2&$BA64),\"\"),\"\")","v":""},{"$f":"IF($BA64<>\"\",IF(INDIRECT(\"Measures!\"&CG$2&$BA64)<>\"\",INDIRECT(\"Measures!\"&CG$2&$BA64),\"\"),\"\")","v":""},{"$f":"INDEX('Measure Descriptions'!$A$10:$A$46,MATCH(Map_Gas_Fin[[#This Row],[Measure]],'Measure Descriptions'!$B$10:$B$46,0))","v":""},{"$f":"IF($BA64<>\"\",IF(VLOOKUP(Map_Gas_Fin[[#This Row],[Measure]],'Measure Descriptions'!$B$10:$H$46,CI$2,FALSE)<>\"\",VLOOKUP(Map_Gas_Fin[[#This Row],[Measure]],'Measure Descriptions'!$B$10:$H$46,CI$2,FALSE),\"\"),\"\")","v":""},{"$f":"IF($BA64<>\"\",IF(VLOOKUP(Map_Gas_Fin[[#This Row],[Measure]],'Measure Descriptions'!$B$10:$H$46,CJ$2,FALSE)<>\"\",VLOOKUP(Map_Gas_Fin[[#This Row],[Measure]],'Measure Descriptions'!$B$10:$H$46,CJ$2,FALSE),\"\"),\"\")","v":""},{"$f":"IF($BA64<>\"\",IF(VLOOKUP(Map_Gas_Fin[[#This Row],[Measure]],'Measure Descriptions'!$B$10:$H$46,CK$2,FALSE)<>\"\",VLOOKUP(Map_Gas_Fin[[#This Row],[Measure]],'Measure Descriptions'!$B$10:$H$46,CK$2,FALSE),\"\"),\"\")","v":""},{"$f":"IF($BA64<>\"\",IF(VLOOKUP(Map_Gas_Fin[[#This Row],[Measure]],'Measure Descriptions'!$B$10:$H$46,CL$2,FALSE)<>\"\",VLOOKUP(Map_Gas_Fin[[#This Row],[Measure]],'Measure Descriptions'!$B$10:$H$46,CL$2,FALSE),\"\"),\"\")","v":""},{"$f":"IF($BA64<>\"\",IF(VLOOKUP(Map_Gas_Fin[[#This Row],[Measure]],'Measure Descriptions'!$B$10:$H$46,CM$2,FALSE)<>\"\",VLOOKUP(Map_Gas_Fin[[#This Row],[Measure]],'Measure Descriptions'!$B$10:$H$46,CM$2,FALSE),\"\"),\"\")","v":""},{"$f":"IF($BA64<>\"\",IF(VLOOKUP(Map_Gas_Fin[[#This Row],[Measure]],'Measure Descriptions'!$B$10:$H$46,CN$2,FALSE)<>\"\",VLOOKUP(Map_Gas_Fin[[#This Row],[Measure]],'Measure Descriptions'!$B$10:$H$46,CN$2,FALSE),\"\"),\"\")","v":""},{"$f":"IF($BA64<>\"\",IF(INDIRECT(\"Measures!\"&CO$2&$BA64)<>\"\",INDIRECT(\"Measures!\"&CO$2&$BA64),\"\"),\"\")","v":""}]
[null,null,"","",{"$f":"IF($B65<>\"\",IF(INDIRECT(\"Measures!\"&E$2&$B65)<>\"\",INDIRECT(\"Measures!\"&E$2&$B65),\"\"),\"\")","v":""},{"$f":"IF($B65<>\"\",IF(INDIRECT(\"Measures!\"&F$2&$B65)<>\"\",INDIRECT(\"Measures!\"&F$2&$B65),\"\"),\"\")","v":""},{"$f":"IF($B65<>\"\",IF(INDIRECT(\"Measures!\"&G$2&$B65)<>\"\",INDIRECT(\"Measures!\"&G$2&$B65),\"\"),\"\")","v":""},{"$f":"IF($B65<>\"\",IF(INDIRECT(\"Measures!\"&H$2&$B65)<>\"\",INDIRECT(\"Measures!\"&H$2&$B65),\"\"),\"\")","v":""},{"$f":"IF($B65<>\"\",IF(INDIRECT(\"Measures!\"&I$2&$B65)<>\"\",INDIRECT(\"Measures!\"&I$2&$B65),\"\"),\"\")","v":""},{"$f":"IF($B65<>\"\",IF(INDIRECT(\"Measures!\"&J$2&$B65)<>\"\",INDIRECT(\"Measures!\"&J$2&$B65),\"\"),\"\")","v":""},{"$f":"IF($B65<>\"\",IF(INDIRECT(\"Measures!\"&K$2&$B65)<>\"\",INDIRECT(\"Measures!\"&K$2&$B65),\"\"),\"\")","v":""},{"$f":"IF($B65<>\"\",IF(INDIRECT(\"Measures!\"&L$2&$B65)<>\"\",INDIRECT(\"Measures!\"&L$2&$B65),\"\"),\"\")","v":""},{"$f":"IF($B65<>\"\",IF(INDIRECT(\"Measures!\"&M$2&$B65)<>\"\",INDIRECT(\"Measures!\"&M$2&$B65),\"\"),\"\")","v":""},{"$f":"IF($B65<>\"\",IF(INDIRECT(\"Measures!\"&N$2&$B65)<>\"\",INDIRECT(\"Measures!\"&N$2&$B65),\"\"),\"\")","v":""},{"$f":"IF($B65<>\"\",IF(INDIRECT(\"Measures!\"&O$2&$B65)<>\"\",INDIRECT(\"Measures!\"&O$2&$B65),\"\"),\"\")","v":""},{"$f":"IF($B65<>\"\",IF(INDIRECT(\"Measures!\"&P$2&$B65)<>\"\",INDIRECT(\"Measures!\"&P$2&$B65),\"\"),\"\")","v":""},{"$f":"IF($B65<>\"\",IF(INDIRECT(\"Measures!\"&Q$2&$B65)<>\"\",INDIRECT(\"Measures!\"&Q$2&$B65),\"\"),\"\")","v":""},{"$f":"IF($B65<>\"\",IF(INDIRECT(\"Measures!\"&R$2&$B65)<>\"\",INDIRECT(\"Measures!\"&R$2&$B65),\"\"),\"\")","v":""},{"$f":"IF($B65<>\"\",IF(INDIRECT(\"Measures!\"&S$2&$B65)<>\"\",INDIRECT(\"Measures!\"&S$2&$B65),\"\"),\"\")","v":""},{"$f":"IF($B65<>\"\",IF(INDIRECT(\"Measures!\"&T$2&$B65)<>\"\",INDIRECT(\"Measures!\"&T$2&$B65),\"\"),\"\")","v":""},{"$f":"IF($B65<>\"\",IF(INDIRECT(\"Measures!\"&U$2&$B65)<>\"\",INDIRECT(\"Measures!\"&U$2&$B65),\"\"),\"\")","v":""},{"$f":"IF($B65<>\"\",IF(INDIRECT(\"Measures!\"&V$2&$B65)<>\"\",INDIRECT(\"Measures!\"&V$2&$B65),\"\"),\"\")","v":""},{"$f":"IF($B65<>\"\",IF(INDIRECT(\"Measures!\"&W$2&$B65)<>\"\",INDIRECT(\"Measures!\"&W$2&$B65),\"\"),\"\")","v":""},{"$f":"IF($B65<>\"\",IF(INDIRECT(\"Measures!\"&X$2&$B65)<>\"\",INDIRECT(\"Measures!\"&X$2&$B65),\"\"),\"\")","v":""},{"$f":"IF($B65<>\"\",IF(INDIRECT(\"Measures!\"&Y$2&$B65)<>\"\",INDIRECT(\"Measures!\"&Y$2&$B65),\"\"),\"\")","v":""},{"$f":"IF($B65<>\"\",IF(INDIRECT(\"Measures!\"&Z$2&$B65)<>\"\",INDIRECT(\"Measures!\"&Z$2&$B65),\"\"),\"\")","v":""},{"$f":"IF($B65<>\"\",IF(INDIRECT(\"Measures!\"&AA$2&$B65)<>\"\",INDIRECT(\"Measures!\"&AA$2&$B65),\"\"),\"\")","v":""},{"$f":"IF($B65<>\"\",IF(INDIRECT(\"Measures!\"&AB$2&$B65)<>\"\",INDIRECT(\"Measures!\"&AB$2&$B65),\"\"),\"\")","v":""},{"$f":"IF($B65<>\"\",IF(INDIRECT(\"Measures!\"&AC$2&$B65)<>\"\",INDIRECT(\"Measures!\"&AC$2&$B65),\"\"),\"\")","v":""},{"$f":"IF($B65<>\"\",IF(INDIRECT(\"Measures!\"&AD$2&$B65)<>\"\",INDIRECT(\"Measures!\"&AD$2&$B65),\"\"),\"\")","v":""},{"$f":"IF($B65<>\"\",IF(INDIRECT(\"Measures!\"&AE$2&$B65)<>\"\",INDIRECT(\"Measures!\"&AE$2&$B65),\"\"),\"\")","v":""},{"$f":"IF($B65<>\"\",IF(INDIRECT(\"Measures!\"&AF$2&$B65)<>\"\",INDIRECT(\"Measures!\"&AF$2&$B65),\"\"),\"\")","v":""},{"$f":"IF($B65<>\"\",IF(INDIRECT(\"Measures!\"&AG$2&$B65)<>\"\",INDIRECT(\"Measures!\"&AG$2&$B65),\"\"),\"\")","v":""},{"$f":"IF($B65<>\"\",IF(INDIRECT(\"Measures!\"&AH$2&$B65)<>\"\",INDIRECT(\"Measures!\"&AH$2&$B65),\"\"),\"\")","v":""},{"$f":"INDEX('Measure Descriptions'!$A$10:$A$46,MATCH(Map_Elec_Fin[[#This Row],[Measure]],'Measure Descriptions'!$B$10:$B$46,0))","v":""},{"$f":"IF($B65<>\"\",IF(VLOOKUP(Map_Elec_Fin[[#This Row],[Measure]],'Measure Descriptions'!$B$10:$H$46,AJ$2,FALSE)<>\"\",VLOOKUP(Map_Elec_Fin[[#This Row],[Measure]],'Measure Descriptions'!$B$10:$H$46,AJ$2,FALSE),\"\"),\"\")","v":""},{"$f":"IF($B65<>\"\",IF(VLOOKUP(Map_Elec_Fin[[#This Row],[Measure]],'Measure Descriptions'!$B$10:$H$46,AK$2,FALSE)<>\"\",VLOOKUP(Map_Elec_Fin[[#This Row],[Measure]],'Measure Descriptions'!$B$10:$H$46,AK$2,FALSE),\"\"),\"\")","v":""},{"$f":"IF($B65<>\"\",IF(VLOOKUP(Map_Elec_Fin[[#This Row],[Measure]],'Measure Descriptions'!$B$10:$H$46,AL$2,FALSE)<>\"\",VLOOKUP(Map_Elec_Fin[[#This Row],[Measure]],'Measure Descriptions'!$B$10:$H$46,AL$2,FALSE),\"\"),\"\")","v":""},{"$f":"IF($B65<>\"\",IF(VLOOKUP(Map_Elec_Fin[[#This Row],[Measure]],'Measure Descriptions'!$B$10:$H$46,AM$2,FALSE)<>\"\",VLOOKUP(Map_Elec_Fin[[#This Row],[Measure]],'Measure Descriptions'!$B$10:$H$46,AM$2,FALSE),\"\"),\"\")","v":""},{"$f":"IF($B65<>\"\",IF(VLOOKUP(Map_Elec_Fin[[#This Row],[Measure]],'Measure Descriptions'!$B$10:$H$46,AN$2,FALSE)<>\"\",VLOOKUP(Map_Elec_Fin[[#This Row],[Measure]],'Measure Descriptions'!$B$10:$H$46,AN$2,FALSE),\"\"),\"\")","v":""},{"$f":"IF($B65<>\"\",IF(VLOOKUP(Map_Elec_Fin[[#This Row],[Measure]],'Measure Descriptions'!$B$10:$H$46,AO$2,FALSE)<>\"\",VLOOKUP(Map_Elec_Fin[[#This Row],[Measure]],'Measure Descriptions'!$B$10:$H$46,AO$2,FALSE),\"\"),\"\")","v":""},{"$f":"IF($B65<>\"\",IF(INDIRECT(\"Measures!\"&AP$2&$B65)<>\"\",INDIRECT(\"Measures!\"&AP$2&$B65),\"\"),\"\")","v":""},null,null,null,null,null,null,null,null,null,null,null,"","",{"$f":"IF($BA65<>\"\",IF(INDIRECT(\"Measures!\"&BD$2&$BA65)<>\"\",INDIRECT(\"Measures!\"&BD$2&$BA65),\"\"),\"\")","v":""},{"$f":"IF($BA65<>\"\",IF(INDIRECT(\"Measures!\"&BE$2&$BA65)<>\"\",INDIRECT(\"Measures!\"&BE$2&$BA65),\"\"),\"\")","v":""},{"$f":"IF($BA65<>\"\",IF(INDIRECT(\"Measures!\"&BF$2&$BA65)<>\"\",INDIRECT(\"Measures!\"&BF$2&$BA65),\"\"),\"\")","v":""},{"$f":"IF($BA65<>\"\",IF(INDIRECT(\"Measures!\"&BG$2&$BA65)<>\"\",INDIRECT(\"Measures!\"&BG$2&$BA65),\"\"),\"\")","v":""},{"$f":"IF($BA65<>\"\",IF(INDIRECT(\"Measures!\"&BH$2&$BA65)<>\"\",INDIRECT(\"Measures!\"&BH$2&$BA65),\"\"),\"\")","v":""},{"$f":"IF($BA65<>\"\",IF(INDIRECT(\"Measures!\"&BI$2&$BA65)<>\"\",INDIRECT(\"Measures!\"&BI$2&$BA65),\"\"),\"\")","v":""},{"$f":"IF($BA65<>\"\",IF(INDIRECT(\"Measures!\"&BJ$2&$BA65)<>\"\",INDIRECT(\"Measures!\"&BJ$2&$BA65),\"\"),\"\")","v":""},{"$f":"IF($BA65<>\"\",IF(INDIRECT(\"Measures!\"&BK$2&$BA65)<>\"\",INDIRECT(\"Measures!\"&BK$2&$BA65),\"\"),\"\")","v":""},{"$f":"IF($BA65<>\"\",IF(INDIRECT(\"Measures!\"&BL$2&$BA65)<>\"\",INDIRECT(\"Measures!\"&BL$2&$BA65),\"\"),\"\")","v":""},{"$f":"IF($BA65<>\"\",IF(INDIRECT(\"Measures!\"&BM$2&$BA65)<>\"\",INDIRECT(\"Measures!\"&BM$2&$BA65),\"\"),\"\")","v":""},{"$f":"IF($BA65<>\"\",IF(INDIRECT(\"Measures!\"&BN$2&$BA65)<>\"\",INDIRECT(\"Measures!\"&BN$2&$BA65),\"\"),\"\")","v":""},{"$f":"IF($BA65<>\"\",IF(INDIRECT(\"Measures!\"&BO$2&$BA65)<>\"\",INDIRECT(\"Measures!\"&BO$2&$BA65),\"\"),\"\")","v":""},{"$f":"IF($BA65<>\"\",IF(INDIRECT(\"Measures!\"&BP$2&$BA65)<>\"\",INDIRECT(\"Measures!\"&BP$2&$BA65),\"\"),\"\")","v":""},{"$f":"IF($BA65<>\"\",IF(INDIRECT(\"Measures!\"&BQ$2&$BA65)<>\"\",INDIRECT(\"Measures!\"&BQ$2&$BA65),\"\"),\"\")","v":""},{"$f":"IF($BA65<>\"\",IF(INDIRECT(\"Measures!\"&BR$2&$BA65)<>\"\",INDIRECT(\"Measures!\"&BR$2&$BA65),\"\"),\"\")","v":""},{"$f":"IF($BA65<>\"\",IF(INDIRECT(\"Measures!\"&BS$2&$BA65)<>\"\",INDIRECT(\"Measures!\"&BS$2&$BA65),\"\"),\"\")","v":""},{"$f":"IF($BA65<>\"\",IF(INDIRECT(\"Measures!\"&BT$2&$BA65)<>\"\",INDIRECT(\"Measures!\"&BT$2&$BA65),\"\"),\"\")","v":""},{"$f":"IF($BA65<>\"\",IF(INDIRECT(\"Measures!\"&BU$2&$BA65)<>\"\",INDIRECT(\"Measures!\"&BU$2&$BA65),\"\"),\"\")","v":""},{"$f":"IF($BA65<>\"\",IF(INDIRECT(\"Measures!\"&BV$2&$BA65)<>\"\",INDIRECT(\"Measures!\"&BV$2&$BA65),\"\"),\"\")","v":""},{"$f":"IF($BA65<>\"\",IF(INDIRECT(\"Measures!\"&BW$2&$BA65)<>\"\",INDIRECT(\"Measures!\"&BW$2&$BA65),\"\"),\"\")","v":""},{"$f":"IF($BA65<>\"\",IF(INDIRECT(\"Measures!\"&BX$2&$BA65)<>\"\",INDIRECT(\"Measures!\"&BX$2&$BA65),\"\"),\"\")","v":""},{"$f":"IF($BA65<>\"\",IF(INDIRECT(\"Measures!\"&BY$2&$BA65)<>\"\",INDIRECT(\"Measures!\"&BY$2&$BA65),\"\"),\"\")","v":""},{"$f":"IF($BA65<>\"\",IF(INDIRECT(\"Measures!\"&BZ$2&$BA65)<>\"\",INDIRECT(\"Measures!\"&BZ$2&$BA65),\"\"),\"\")","v":""},{"$f":"IF($BA65<>\"\",IF(INDIRECT(\"Measures!\"&CA$2&$BA65)<>\"\",INDIRECT(\"Measures!\"&CA$2&$BA65),\"\"),\"\")","v":""},{"$f":"IF($BA65<>\"\",IF(INDIRECT(\"Measures!\"&CB$2&$BA65)<>\"\",INDIRECT(\"Measures!\"&CB$2&$BA65),\"\"),\"\")","v":""},{"$f":"IF($BA65<>\"\",IF(INDIRECT(\"Measures!\"&CC$2&$BA65)<>\"\",INDIRECT(\"Measures!\"&CC$2&$BA65),\"\"),\"\")","v":""},{"$f":"IF($BA65<>\"\",IF(INDIRECT(\"Measures!\"&CD$2&$BA65)<>\"\",INDIRECT(\"Measures!\"&CD$2&$BA65),\"\"),\"\")","v":""},{"$f":"IF($BA65<>\"\",IF(INDIRECT(\"Measures!\"&CE$2&$BA65)<>\"\",INDIRECT(\"Measures!\"&CE$2&$BA65),\"\"),\"\")","v":""},{"$f":"IF($BA65<>\"\",IF(INDIRECT(\"Measures!\"&CF$2&$BA65)<>\"\",INDIRECT(\"Measures!\"&CF$2&$BA65),\"\"),\"\")","v":""},{"$f":"IF($BA65<>\"\",IF(INDIRECT(\"Measures!\"&CG$2&$BA65)<>\"\",INDIRECT(\"Measures!\"&CG$2&$BA65),\"\"),\"\")","v":""},{"$f":"INDEX('Measure Descriptions'!$A$10:$A$46,MATCH(Map_Gas_Fin[[#This Row],[Measure]],'Measure Descriptions'!$B$10:$B$46,0))","v":""},{"$f":"IF($BA65<>\"\",IF(VLOOKUP(Map_Gas_Fin[[#This Row],[Measure]],'Measure Descriptions'!$B$10:$H$46,CI$2,FALSE)<>\"\",VLOOKUP(Map_Gas_Fin[[#This Row],[Measure]],'Measure Descriptions'!$B$10:$H$46,CI$2,FALSE),\"\"),\"\")","v":""},{"$f":"IF($BA65<>\"\",IF(VLOOKUP(Map_Gas_Fin[[#This Row],[Measure]],'Measure Descriptions'!$B$10:$H$46,CJ$2,FALSE)<>\"\",VLOOKUP(Map_Gas_Fin[[#This Row],[Measure]],'Measure Descriptions'!$B$10:$H$46,CJ$2,FALSE),\"\"),\"\")","v":""},{"$f":"IF($BA65<>\"\",IF(VLOOKUP(Map_Gas_Fin[[#This Row],[Measure]],'Measure Descriptions'!$B$10:$H$46,CK$2,FALSE)<>\"\",VLOOKUP(Map_Gas_Fin[[#This Row],[Measure]],'Measure Descriptions'!$B$10:$H$46,CK$2,FALSE),\"\"),\"\")","v":""},{"$f":"IF($BA65<>\"\",IF(VLOOKUP(Map_Gas_Fin[[#This Row],[Measure]],'Measure Descriptions'!$B$10:$H$46,CL$2,FALSE)<>\"\",VLOOKUP(Map_Gas_Fin[[#This Row],[Measure]],'Measure Descriptions'!$B$10:$H$46,CL$2,FALSE),\"\"),\"\")","v":""},{"$f":"IF($BA65<>\"\",IF(VLOOKUP(Map_Gas_Fin[[#This Row],[Measure]],'Measure Descriptions'!$B$10:$H$46,CM$2,FALSE)<>\"\",VLOOKUP(Map_Gas_Fin[[#This Row],[Measure]],'Measure Descriptions'!$B$10:$H$46,CM$2,FALSE),\"\"),\"\")","v":""},{"$f":"IF($BA65<>\"\",IF(VLOOKUP(Map_Gas_Fin[[#This Row],[Measure]],'Measure Descriptions'!$B$10:$H$46,CN$2,FALSE)<>\"\",VLOOKUP(Map_Gas_Fin[[#This Row],[Measure]],'Measure Descriptions'!$B$10:$H$46,CN$2,FALSE),\"\"),\"\")","v":""},{"$f":"IF($BA65<>\"\",IF(INDIRECT(\"Measures!\"&CO$2&$BA65)<>\"\",INDIRECT(\"Measures!\"&CO$2&$BA65),\"\"),\"\")","v":""}]
[null,null,"","",{"$f":"IF($B66<>\"\",IF(INDIRECT(\"Measures!\"&E$2&$B66)<>\"\",INDIRECT(\"Measures!\"&E$2&$B66),\"\"),\"\")","v":""},{"$f":"IF($B66<>\"\",IF(INDIRECT(\"Measures!\"&F$2&$B66)<>\"\",INDIRECT(\"Measures!\"&F$2&$B66),\"\"),\"\")","v":""},{"$f":"IF($B66<>\"\",IF(INDIRECT(\"Measures!\"&G$2&$B66)<>\"\",INDIRECT(\"Measures!\"&G$2&$B66),\"\"),\"\")","v":""},{"$f":"IF($B66<>\"\",IF(INDIRECT(\"Measures!\"&H$2&$B66)<>\"\",INDIRECT(\"Measures!\"&H$2&$B66),\"\"),\"\")","v":""},{"$f":"IF($B66<>\"\",IF(INDIRECT(\"Measures!\"&I$2&$B66)<>\"\",INDIRECT(\"Measures!\"&I$2&$B66),\"\"),\"\")","v":""},{"$f":"IF($B66<>\"\",IF(INDIRECT(\"Measures!\"&J$2&$B66)<>\"\",INDIRECT(\"Measures!\"&J$2&$B66),\"\"),\"\")","v":""},{"$f":"IF($B66<>\"\",IF(INDIRECT(\"Measures!\"&K$2&$B66)<>\"\",INDIRECT(\"Measures!\"&K$2&$B66),\"\"),\"\")","v":""},{"$f":"IF($B66<>\"\",IF(INDIRECT(\"Measures!\"&L$2&$B66)<>\"\",INDIRECT(\"Measures!\"&L$2&$B66),\"\"),\"\")","v":""},{"$f":"IF($B66<>\"\",IF(INDIRECT(\"Measures!\"&M$2&$B66)<>\"\",INDIRECT(\"Measures!\"&M$2&$B66),\"\"),\"\")","v":""},{"$f":"IF($B66<>\"\",IF(INDIRECT(\"Measures!\"&N$2&$B66)<>\"\",INDIRECT(\"Measures!\"&N$2&$B66),\"\"),\"\")","v":""},{"$f":"IF($B66<>\"\",IF(INDIRECT(\"Measures!\"&O$2&$B66)<>\"\",INDIRECT(\"Measures!\"&O$2&$B66),\"\"),\"\")","v":""},{"$f":"IF($B66<>\"\",IF(INDIRECT(\"Measures!\"&P$2&$B66)<>\"\",INDIRECT(\"Measures!\"&P$2&$B66),\"\"),\"\")","v":""},{"$f":"IF($B66<>\"\",IF(INDIRECT(\"Measures!\"&Q$2&$B66)<>\"\",INDIRECT(\"Measures!\"&Q$2&$B66),\"\"),\"\")","v":""},{"$f":"IF($B66<>\"\",IF(INDIRECT(\"Measures!\"&R$2&$B66)<>\"\",INDIRECT(\"Measures!\"&R$2&$B66),\"\"),\"\")","v":""},{"$f":"IF($B66<>\"\",IF(INDIRECT(\"Measures!\"&S$2&$B66)<>\"\",INDIRECT(\"Measures!\"&S$2&$B66),\"\"),\"\")","v":""},{"$f":"IF($B66<>\"\",IF(INDIRECT(\"Measures!\"&T$2&$B66)<>\"\",INDIRECT(\"Measures!\"&T$2&$B66),\"\"),\"\")","v":""},{"$f":"IF($B66<>\"\",IF(INDIRECT(\"Measures!\"&U$2&$B66)<>\"\",INDIRECT(\"Measures!\"&U$2&$B66),\"\"),\"\")","v":""},{"$f":"IF($B66<>\"\",IF(INDIRECT(\"Measures!\"&V$2&$B66)<>\"\",INDIRECT(\"Measures!\"&V$2&$B66),\"\"),\"\")","v":""},{"$f":"IF($B66<>\"\",IF(INDIRECT(\"Measures!\"&W$2&$B66)<>\"\",INDIRECT(\"Measures!\"&W$2&$B66),\"\"),\"\")","v":""},{"$f":"IF($B66<>\"\",IF(INDIRECT(\"Measures!\"&X$2&$B66)<>\"\",INDIRECT(\"Measures!\"&X$2&$B66),\"\"),\"\")","v":""},{"$f":"IF($B66<>\"\",IF(INDIRECT(\"Measures!\"&Y$2&$B66)<>\"\",INDIRECT(\"Measures!\"&Y$2&$B66),\"\"),\"\")","v":""},{"$f":"IF($B66<>\"\",IF(INDIRECT(\"Measures!\"&Z$2&$B66)<>\"\",INDIRECT(\"Measures!\"&Z$2&$B66),\"\"),\"\")","v":""},{"$f":"IF($B66<>\"\",IF(INDIRECT(\"Measures!\"&AA$2&$B66)<>\"\",INDIRECT(\"Measures!\"&AA$2&$B66),\"\"),\"\")","v":""},{"$f":"IF($B66<>\"\",IF(INDIRECT(\"Measures!\"&AB$2&$B66)<>\"\",INDIRECT(\"Measures!\"&AB$2&$B66),\"\"),\"\")","v":""},{"$f":"IF($B66<>\"\",IF(INDIRECT(\"Measures!\"&AC$2&$B66)<>\"\",INDIRECT(\"Measures!\"&AC$2&$B66),\"\"),\"\")","v":""},{"$f":"IF($B66<>\"\",IF(INDIRECT(\"Measures!\"&AD$2&$B66)<>\"\",INDIRECT(\"Measures!\"&AD$2&$B66),\"\"),\"\")","v":""},{"$f":"IF($B66<>\"\",IF(INDIRECT(\"Measures!\"&AE$2&$B66)<>\"\",INDIRECT(\"Measures!\"&AE$2&$B66),\"\"),\"\")","v":""},{"$f":"IF($B66<>\"\",IF(INDIRECT(\"Measures!\"&AF$2&$B66)<>\"\",INDIRECT(\"Measures!\"&AF$2&$B66),\"\"),\"\")","v":""},{"$f":"IF($B66<>\"\",IF(INDIRECT(\"Measures!\"&AG$2&$B66)<>\"\",INDIRECT(\"Measures!\"&AG$2&$B66),\"\"),\"\")","v":""},{"$f":"IF($B66<>\"\",IF(INDIRECT(\"Measures!\"&AH$2&$B66)<>\"\",INDIRECT(\"Measures!\"&AH$2&$B66),\"\"),\"\")","v":""},{"$f":"INDEX('Measure Descriptions'!$A$10:$A$46,MATCH(Map_Elec_Fin[[#This Row],[Measure]],'Measure Descriptions'!$B$10:$B$46,0))","v":""},{"$f":"IF($B66<>\"\",IF(VLOOKUP(Map_Elec_Fin[[#This Row],[Measure]],'Measure Descriptions'!$B$10:$H$46,AJ$2,FALSE)<>\"\",VLOOKUP(Map_Elec_Fin[[#This Row],[Measure]],'Measure Descriptions'!$B$10:$H$46,AJ$2,FALSE),\"\"),\"\")","v":""},{"$f":"IF($B66<>\"\",IF(VLOOKUP(Map_Elec_Fin[[#This Row],[Measure]],'Measure Descriptions'!$B$10:$H$46,AK$2,FALSE)<>\"\",VLOOKUP(Map_Elec_Fin[[#This Row],[Measure]],'Measure Descriptions'!$B$10:$H$46,AK$2,FALSE),\"\"),\"\")","v":""},{"$f":"IF($B66<>\"\",IF(VLOOKUP(Map_Elec_Fin[[#This Row],[Measure]],'Measure Descriptions'!$B$10:$H$46,AL$2,FALSE)<>\"\",VLOOKUP(Map_Elec_Fin[[#This Row],[Measure]],'Measure Descriptions'!$B$10:$H$46,AL$2,FALSE),\"\"),\"\")","v":""},{"$f":"IF($B66<>\"\",IF(VLOOKUP(Map_Elec_Fin[[#This Row],[Measure]],'Measure Descriptions'!$B$10:$H$46,AM$2,FALSE)<>\"\",VLOOKUP(Map_Elec_Fin[[#This Row],[Measure]],'Measure Descriptions'!$B$10:$H$46,AM$2,FALSE),\"\"),\"\")","v":""},{"$f":"IF($B66<>\"\",IF(VLOOKUP(Map_Elec_Fin[[#This Row],[Measure]],'Measure Descriptions'!$B$10:$H$46,AN$2,FALSE)<>\"\",VLOOKUP(Map_Elec_Fin[[#This Row],[Measure]],'Measure Descriptions'!$B$10:$H$46,AN$2,FALSE),\"\"),\"\")","v":""},{"$f":"IF($B66<>\"\",IF(VLOOKUP(Map_Elec_Fin[[#This Row],[Measure]],'Measure Descriptions'!$B$10:$H$46,AO$2,FALSE)<>\"\",VLOOKUP(Map_Elec_Fin[[#This Row],[Measure]],'Measure Descriptions'!$B$10:$H$46,AO$2,FALSE),\"\"),\"\")","v":""},{"$f":"IF($B66<>\"\",IF(INDIRECT(\"Measures!\"&AP$2&$B66)<>\"\",INDIRECT(\"Measures!\"&AP$2&$B66),\"\"),\"\")","v":""},null,null,null,null,null,null,null,null,null,null,null,"","",{"$f":"IF($BA66<>\"\",IF(INDIRECT(\"Measures!\"&BD$2&$BA66)<>\"\",INDIRECT(\"Measures!\"&BD$2&$BA66),\"\"),\"\")","v":""},{"$f":"IF($BA66<>\"\",IF(INDIRECT(\"Measures!\"&BE$2&$BA66)<>\"\",INDIRECT(\"Measures!\"&BE$2&$BA66),\"\"),\"\")","v":""},{"$f":"IF($BA66<>\"\",IF(INDIRECT(\"Measures!\"&BF$2&$BA66)<>\"\",INDIRECT(\"Measures!\"&BF$2&$BA66),\"\"),\"\")","v":""},{"$f":"IF($BA66<>\"\",IF(INDIRECT(\"Measures!\"&BG$2&$BA66)<>\"\",INDIRECT(\"Measures!\"&BG$2&$BA66),\"\"),\"\")","v":""},{"$f":"IF($BA66<>\"\",IF(INDIRECT(\"Measures!\"&BH$2&$BA66)<>\"\",INDIRECT(\"Measures!\"&BH$2&$BA66),\"\"),\"\")","v":""},{"$f":"IF($BA66<>\"\",IF(INDIRECT(\"Measures!\"&BI$2&$BA66)<>\"\",INDIRECT(\"Measures!\"&BI$2&$BA66),\"\"),\"\")","v":""},{"$f":"IF($BA66<>\"\",IF(INDIRECT(\"Measures!\"&BJ$2&$BA66)<>\"\",INDIRECT(\"Measures!\"&BJ$2&$BA66),\"\"),\"\")","v":""},{"$f":"IF($BA66<>\"\",IF(INDIRECT(\"Measures!\"&BK$2&$BA66)<>\"\",INDIRECT(\"Measures!\"&BK$2&$BA66),\"\"),\"\")","v":""},{"$f":"IF($BA66<>\"\",IF(INDIRECT(\"Measures!\"&BL$2&$BA66)<>\"\",INDIRECT(\"Measures!\"&BL$2&$BA66),\"\"),\"\")","v":""},{"$f":"IF($BA66<>\"\",IF(INDIRECT(\"Measures!\"&BM$2&$BA66)<>\"\",INDIRECT(\"Measures!\"&BM$2&$BA66),\"\"),\"\")","v":""},{"$f":"IF($BA66<>\"\",IF(INDIRECT(\"Measures!\"&BN$2&$BA66)<>\"\",INDIRECT(\"Measures!\"&BN$2&$BA66),\"\"),\"\")","v":""},{"$f":"IF($BA66<>\"\",IF(INDIRECT(\"Measures!\"&BO$2&$BA66)<>\"\",INDIRECT(\"Measures!\"&BO$2&$BA66),\"\"),\"\")","v":""},{"$f":"IF($BA66<>\"\",IF(INDIRECT(\"Measures!\"&BP$2&$BA66)<>\"\",INDIRECT(\"Measures!\"&BP$2&$BA66),\"\"),\"\")","v":""},{"$f":"IF($BA66<>\"\",IF(INDIRECT(\"Measures!\"&BQ$2&$BA66)<>\"\",INDIRECT(\"Measures!\"&BQ$2&$BA66),\"\"),\"\")","v":""},{"$f":"IF($BA66<>\"\",IF(INDIRECT(\"Measures!\"&BR$2&$BA66)<>\"\",INDIRECT(\"Measures!\"&BR$2&$BA66),\"\"),\"\")","v":""},{"$f":"IF($BA66<>\"\",IF(INDIRECT(\"Measures!\"&BS$2&$BA66)<>\"\",INDIRECT(\"Measures!\"&BS$2&$BA66),\"\"),\"\")","v":""},{"$f":"IF($BA66<>\"\",IF(INDIRECT(\"Measures!\"&BT$2&$BA66)<>\"\",INDIRECT(\"Measures!\"&BT$2&$BA66),\"\"),\"\")","v":""},{"$f":"IF($BA66<>\"\",IF(INDIRECT(\"Measures!\"&BU$2&$BA66)<>\"\",INDIRECT(\"Measures!\"&BU$2&$BA66),\"\"),\"\")","v":""},{"$f":"IF($BA66<>\"\",IF(INDIRECT(\"Measures!\"&BV$2&$BA66)<>\"\",INDIRECT(\"Measures!\"&BV$2&$BA66),\"\"),\"\")","v":""},{"$f":"IF($BA66<>\"\",IF(INDIRECT(\"Measures!\"&BW$2&$BA66)<>\"\",INDIRECT(\"Measures!\"&BW$2&$BA66),\"\"),\"\")","v":""},{"$f":"IF($BA66<>\"\",IF(INDIRECT(\"Measures!\"&BX$2&$BA66)<>\"\",INDIRECT(\"Measures!\"&BX$2&$BA66),\"\"),\"\")","v":""},{"$f":"IF($BA66<>\"\",IF(INDIRECT(\"Measures!\"&BY$2&$BA66)<>\"\",INDIRECT(\"Measures!\"&BY$2&$BA66),\"\"),\"\")","v":""},{"$f":"IF($BA66<>\"\",IF(INDIRECT(\"Measures!\"&BZ$2&$BA66)<>\"\",INDIRECT(\"Measures!\"&BZ$2&$BA66),\"\"),\"\")","v":""},{"$f":"IF($BA66<>\"\",IF(INDIRECT(\"Measures!\"&CA$2&$BA66)<>\"\",INDIRECT(\"Measures!\"&CA$2&$BA66),\"\"),\"\")","v":""},{"$f":"IF($BA66<>\"\",IF(INDIRECT(\"Measures!\"&CB$2&$BA66)<>\"\",INDIRECT(\"Measures!\"&CB$2&$BA66),\"\"),\"\")","v":""},{"$f":"IF($BA66<>\"\",IF(INDIRECT(\"Measures!\"&CC$2&$BA66)<>\"\",INDIRECT(\"Measures!\"&CC$2&$BA66),\"\"),\"\")","v":""},{"$f":"IF($BA66<>\"\",IF(INDIRECT(\"Measures!\"&CD$2&$BA66)<>\"\",INDIRECT(\"Measures!\"&CD$2&$BA66),\"\"),\"\")","v":""},{"$f":"IF($BA66<>\"\",IF(INDIRECT(\"Measures!\"&CE$2&$BA66)<>\"\",INDIRECT(\"Measures!\"&CE$2&$BA66),\"\"),\"\")","v":""},{"$f":"IF($BA66<>\"\",IF(INDIRECT(\"Measures!\"&CF$2&$BA66)<>\"\",INDIRECT(\"Measures!\"&CF$2&$BA66),\"\"),\"\")","v":""},{"$f":"IF($BA66<>\"\",IF(INDIRECT(\"Measures!\"&CG$2&$BA66)<>\"\",INDIRECT(\"Measures!\"&CG$2&$BA66),\"\"),\"\")","v":""},{"$f":"INDEX('Measure Descriptions'!$A$10:$A$46,MATCH(Map_Gas_Fin[[#This Row],[Measure]],'Measure Descriptions'!$B$10:$B$46,0))","v":""},{"$f":"IF($BA66<>\"\",IF(VLOOKUP(Map_Gas_Fin[[#This Row],[Measure]],'Measure Descriptions'!$B$10:$H$46,CI$2,FALSE)<>\"\",VLOOKUP(Map_Gas_Fin[[#This Row],[Measure]],'Measure Descriptions'!$B$10:$H$46,CI$2,FALSE),\"\"),\"\")","v":""},{"$f":"IF($BA66<>\"\",IF(VLOOKUP(Map_Gas_Fin[[#This Row],[Measure]],'Measure Descriptions'!$B$10:$H$46,CJ$2,FALSE)<>\"\",VLOOKUP(Map_Gas_Fin[[#This Row],[Measure]],'Measure Descriptions'!$B$10:$H$46,CJ$2,FALSE),\"\"),\"\")","v":""},{"$f":"IF($BA66<>\"\",IF(VLOOKUP(Map_Gas_Fin[[#This Row],[Measure]],'Measure Descriptions'!$B$10:$H$46,CK$2,FALSE)<>\"\",VLOOKUP(Map_Gas_Fin[[#This Row],[Measure]],'Measure Descriptions'!$B$10:$H$46,CK$2,FALSE),\"\"),\"\")","v":""},{"$f":"IF($BA66<>\"\",IF(VLOOKUP(Map_Gas_Fin[[#This Row],[Measure]],'Measure Descriptions'!$B$10:$H$46,CL$2,FALSE)<>\"\",VLOOKUP(Map_Gas_Fin[[#This Row],[Measure]],'Measure Descriptions'!$B$10:$H$46,CL$2,FALSE),\"\"),\"\")","v":""},{"$f":"IF($BA66<>\"\",IF(VLOOKUP(Map_Gas_Fin[[#This Row],[Measure]],'Measure Descriptions'!$B$10:$H$46,CM$2,FALSE)<>\"\",VLOOKUP(Map_Gas_Fin[[#This Row],[Measure]],'Measure Descriptions'!$B$10:$H$46,CM$2,FALSE),\"\"),\"\")","v":""},{"$f":"IF($BA66<>\"\",IF(VLOOKUP(Map_Gas_Fin[[#This Row],[Measure]],'Measure Descriptions'!$B$10:$H$46,CN$2,FALSE)<>\"\",VLOOKUP(Map_Gas_Fin[[#This Row],[Measure]],'Measure Descriptions'!$B$10:$H$46,CN$2,FALSE),\"\"),\"\")","v":""},{"$f":"IF($BA66<>\"\",IF(INDIRECT(\"Measures!\"&CO$2&$BA66)<>\"\",INDIRECT(\"Measures!\"&CO$2&$BA66),\"\"),\"\")","v":""}]
[null,null,"","",{"$f":"IF($B67<>\"\",IF(INDIRECT(\"Measures!\"&E$2&$B67)<>\"\",INDIRECT(\"Measures!\"&E$2&$B67),\"\"),\"\")","v":""},{"$f":"IF($B67<>\"\",IF(INDIRECT(\"Measures!\"&F$2&$B67)<>\"\",INDIRECT(\"Measures!\"&F$2&$B67),\"\"),\"\")","v":""},{"$f":"IF($B67<>\"\",IF(INDIRECT(\"Measures!\"&G$2&$B67)<>\"\",INDIRECT(\"Measures!\"&G$2&$B67),\"\"),\"\")","v":""},{"$f":"IF($B67<>\"\",IF(INDIRECT(\"Measures!\"&H$2&$B67)<>\"\",INDIRECT(\"Measures!\"&H$2&$B67),\"\"),\"\")","v":""},{"$f":"IF($B67<>\"\",IF(INDIRECT(\"Measures!\"&I$2&$B67)<>\"\",INDIRECT(\"Measures!\"&I$2&$B67),\"\"),\"\")","v":""},{"$f":"IF($B67<>\"\",IF(INDIRECT(\"Measures!\"&J$2&$B67)<>\"\",INDIRECT(\"Measures!\"&J$2&$B67),\"\"),\"\")","v":""},{"$f":"IF($B67<>\"\",IF(INDIRECT(\"Measures!\"&K$2&$B67)<>\"\",INDIRECT(\"Measures!\"&K$2&$B67),\"\"),\"\")","v":""},{"$f":"IF($B67<>\"\",IF(INDIRECT(\"Measures!\"&L$2&$B67)<>\"\",INDIRECT(\"Measures!\"&L$2&$B67),\"\"),\"\")","v":""},{"$f":"IF($B67<>\"\",IF(INDIRECT(\"Measures!\"&M$2&$B67)<>\"\",INDIRECT(\"Measures!\"&M$2&$B67),\"\"),\"\")","v":""},{"$f":"IF($B67<>\"\",IF(INDIRECT(\"Measures!\"&N$2&$B67)<>\"\",INDIRECT(\"Measures!\"&N$2&$B67),\"\"),\"\")","v":""},{"$f":"IF($B67<>\"\",IF(INDIRECT(\"Measures!\"&O$2&$B67)<>\"\",INDIRECT(\"Measures!\"&O$2&$B67),\"\"),\"\")","v":""},{"$f":"IF($B67<>\"\",IF(INDIRECT(\"Measures!\"&P$2&$B67)<>\"\",INDIRECT(\"Measures!\"&P$2&$B67),\"\"),\"\")","v":""},{"$f":"IF($B67<>\"\",IF(INDIRECT(\"Measures!\"&Q$2&$B67)<>\"\",INDIRECT(\"Measures!\"&Q$2&$B67),\"\"),\"\")","v":""},{"$f":"IF($B67<>\"\",IF(INDIRECT(\"Measures!\"&R$2&$B67)<>\"\",INDIRECT(\"Measures!\"&R$2&$B67),\"\"),\"\")","v":""},{"$f":"IF($B67<>\"\",IF(INDIRECT(\"Measures!\"&S$2&$B67)<>\"\",INDIRECT(\"Measures!\"&S$2&$B67),\"\"),\"\")","v":""},{"$f":"IF($B67<>\"\",IF(INDIRECT(\"Measures!\"&T$2&$B67)<>\"\",INDIRECT(\"Measures!\"&T$2&$B67),\"\"),\"\")","v":""},{"$f":"IF($B67<>\"\",IF(INDIRECT(\"Measures!\"&U$2&$B67)<>\"\",INDIRECT(\"Measures!\"&U$2&$B67),\"\"),\"\")","v":""},{"$f":"IF($B67<>\"\",IF(INDIRECT(\"Measures!\"&V$2&$B67)<>\"\",INDIRECT(\"Measures!\"&V$2&$B67),\"\"),\"\")","v":""},{"$f":"IF($B67<>\"\",IF(INDIRECT(\"Measures!\"&W$2&$B67)<>\"\",INDIRECT(\"Measures!\"&W$2&$B67),\"\"),\"\")","v":""},{"$f":"IF($B67<>\"\",IF(INDIRECT(\"Measures!\"&X$2&$B67)<>\"\",INDIRECT(\"Measures!\"&X$2&$B67),\"\"),\"\")","v":""},{"$f":"IF($B67<>\"\",IF(INDIRECT(\"Measures!\"&Y$2&$B67)<>\"\",INDIRECT(\"Measures!\"&Y$2&$B67),\"\"),\"\")","v":""},{"$f":"IF($B67<>\"\",IF(INDIRECT(\"Measures!\"&Z$2&$B67)<>\"\",INDIRECT(\"Measures!\"&Z$2&$B67),\"\"),\"\")","v":""},{"$f":"IF($B67<>\"\",IF(INDIRECT(\"Measures!\"&AA$2&$B67)<>\"\",INDIRECT(\"Measures!\"&AA$2&$B67),\"\"),\"\")","v":""},{"$f":"IF($B67<>\"\",IF(INDIRECT(\"Measures!\"&AB$2&$B67)<>\"\",INDIRECT(\"Measures!\"&AB$2&$B67),\"\"),\"\")","v":""},{"$f":"IF($B67<>\"\",IF(INDIRECT(\"Measures!\"&AC$2&$B67)<>\"\",INDIRECT(\"Measures!\"&AC$2&$B67),\"\"),\"\")","v":""},{"$f":"IF($B67<>\"\",IF(INDIRECT(\"Measures!\"&AD$2&$B67)<>\"\",INDIRECT(\"Measures!\"&AD$2&$B67),\"\"),\"\")","v":""},{"$f":"IF($B67<>\"\",IF(INDIRECT(\"Measures!\"&AE$2&$B67)<>\"\",INDIRECT(\"Measures!\"&AE$2&$B67),\"\"),\"\")","v":""},{"$f":"IF($B67<>\"\",IF(INDIRECT(\"Measures!\"&AF$2&$B67)<>\"\",INDIRECT(\"Measures!\"&AF$2&$B67),\"\"),\"\")","v":""},{"$f":"IF($B67<>\"\",IF(INDIRECT(\"Measures!\"&AG$2&$B67)<>\"\",INDIRECT(\"Measures!\"&AG$2&$B67),\"\"),\"\")","v":""},{"$f":"IF($B67<>\"\",IF(INDIRECT(\"Measures!\"&AH$2&$B67)<>\"\",INDIRECT(\"Measures!\"&AH$2&$B67),\"\"),\"\")","v":""},{"$f":"INDEX('Measure Descriptions'!$A$10:$A$46,MATCH(Map_Elec_Fin[[#This Row],[Measure]],'Measure Descriptions'!$B$10:$B$46,0))","v":""},{"$f":"IF($B67<>\"\",IF(VLOOKUP(Map_Elec_Fin[[#This Row],[Measure]],'Measure Descriptions'!$B$10:$H$46,AJ$2,FALSE)<>\"\",VLOOKUP(Map_Elec_Fin[[#This Row],[Measure]],'Measure Descriptions'!$B$10:$H$46,AJ$2,FALSE),\"\"),\"\")","v":""},{"$f":"IF($B67<>\"\",IF(VLOOKUP(Map_Elec_Fin[[#This Row],[Measure]],'Measure Descriptions'!$B$10:$H$46,AK$2,FALSE)<>\"\",VLOOKUP(Map_Elec_Fin[[#This Row],[Measure]],'Measure Descriptions'!$B$10:$H$46,AK$2,FALSE),\"\"),\"\")","v":""},{"$f":"IF($B67<>\"\",IF(VLOOKUP(Map_Elec_Fin[[#This Row],[Measure]],'Measure Descriptions'!$B$10:$H$46,AL$2,FALSE)<>\"\",VLOOKUP(Map_Elec_Fin[[#This Row],[Measure]],'Measure Descriptions'!$B$10:$H$46,AL$2,FALSE),\"\"),\"\")","v":""},{"$f":"IF($B67<>\"\",IF(VLOOKUP(Map_Elec_Fin[[#This Row],[Measure]],'Measure Descriptions'!$B$10:$H$46,AM$2,FALSE)<>\"\",VLOOKUP(Map_Elec_Fin[[#This Row],[Measure]],'Measure Descriptions'!$B$10:$H$46,AM$2,FALSE),\"\"),\"\")","v":""},{"$f":"IF($B67<>\"\",IF(VLOOKUP(Map_Elec_Fin[[#This Row],[Measure]],'Measure Descriptions'!$B$10:$H$46,AN$2,FALSE)<>\"\",VLOOKUP(Map_Elec_Fin[[#This Row],[Measure]],'Measure Descriptions'!$B$10:$H$46,AN$2,FALSE),\"\"),\"\")","v":""},{"$f":"IF($B67<>\"\",IF(VLOOKUP(Map_Elec_Fin[[#This Row],[Measure]],'Measure Descriptions'!$B$10:$H$46,AO$2,FALSE)<>\"\",VLOOKUP(Map_Elec_Fin[[#This Row],[Measure]],'Measure Descriptions'!$B$10:$H$46,AO$2,FALSE),\"\"),\"\")","v":""},{"$f":"IF($B67<>\"\",IF(INDIRECT(\"Measures!\"&AP$2&$B67)<>\"\",INDIRECT(\"Measures!\"&AP$2&$B67),\"\"),\"\")","v":""},null,null,null,null,null,null,null,null,null,null,null,"","",{"$f":"IF($BA67<>\"\",IF(INDIRECT(\"Measures!\"&BD$2&$BA67)<>\"\",INDIRECT(\"Measures!\"&BD$2&$BA67),\"\"),\"\")","v":""},{"$f":"IF($BA67<>\"\",IF(INDIRECT(\"Measures!\"&BE$2&$BA67)<>\"\",INDIRECT(\"Measures!\"&BE$2&$BA67),\"\"),\"\")","v":""},{"$f":"IF($BA67<>\"\",IF(INDIRECT(\"Measures!\"&BF$2&$BA67)<>\"\",INDIRECT(\"Measures!\"&BF$2&$BA67),\"\"),\"\")","v":""},{"$f":"IF($BA67<>\"\",IF(INDIRECT(\"Measures!\"&BG$2&$BA67)<>\"\",INDIRECT(\"Measures!\"&BG$2&$BA67),\"\"),\"\")","v":""},{"$f":"IF($BA67<>\"\",IF(INDIRECT(\"Measures!\"&BH$2&$BA67)<>\"\",INDIRECT(\"Measures!\"&BH$2&$BA67),\"\"),\"\")","v":""},{"$f":"IF($BA67<>\"\",IF(INDIRECT(\"Measures!\"&BI$2&$BA67)<>\"\",INDIRECT(\"Measures!\"&BI$2&$BA67),\"\"),\"\")","v":""},{"$f":"IF($BA67<>\"\",IF(INDIRECT(\"Measures!\"&BJ$2&$BA67)<>\"\",INDIRECT(\"Measures!\"&BJ$2&$BA67),\"\"),\"\")","v":""},{"$f":"IF($BA67<>\"\",IF(INDIRECT(\"Measures!\"&BK$2&$BA67)<>\"\",INDIRECT(\"Measures!\"&BK$2&$BA67),\"\"),\"\")","v":""},{"$f":"IF($BA67<>\"\",IF(INDIRECT(\"Measures!\"&BL$2&$BA67)<>\"\",INDIRECT(\"Measures!\"&BL$2&$BA67),\"\"),\"\")","v":""},{"$f":"IF($BA67<>\"\",IF(INDIRECT(\"Measures!\"&BM$2&$BA67)<>\"\",INDIRECT(\"Measures!\"&BM$2&$BA67),\"\"),\"\")","v":""},{"$f":"IF($BA67<>\"\",IF(INDIRECT(\"Measures!\"&BN$2&$BA67)<>\"\",INDIRECT(\"Measures!\"&BN$2&$BA67),\"\"),\"\")","v":""},{"$f":"IF($BA67<>\"\",IF(INDIRECT(\"Measures!\"&BO$2&$BA67)<>\"\",INDIRECT(\"Measures!\"&BO$2&$BA67),\"\"),\"\")","v":""},{"$f":"IF($BA67<>\"\",IF(INDIRECT(\"Measures!\"&BP$2&$BA67)<>\"\",INDIRECT(\"Measures!\"&BP$2&$BA67),\"\"),\"\")","v":""},{"$f":"IF($BA67<>\"\",IF(INDIRECT(\"Measures!\"&BQ$2&$BA67)<>\"\",INDIRECT(\"Measures!\"&BQ$2&$BA67),\"\"),\"\")","v":""},{"$f":"IF($BA67<>\"\",IF(INDIRECT(\"Measures!\"&BR$2&$BA67)<>\"\",INDIRECT(\"Measures!\"&BR$2&$BA67),\"\"),\"\")","v":""},{"$f":"IF($BA67<>\"\",IF(INDIRECT(\"Measures!\"&BS$2&$BA67)<>\"\",INDIRECT(\"Measures!\"&BS$2&$BA67),\"\"),\"\")","v":""},{"$f":"IF($BA67<>\"\",IF(INDIRECT(\"Measures!\"&BT$2&$BA67)<>\"\",INDIRECT(\"Measures!\"&BT$2&$BA67),\"\"),\"\")","v":""},{"$f":"IF($BA67<>\"\",IF(INDIRECT(\"Measures!\"&BU$2&$BA67)<>\"\",INDIRECT(\"Measures!\"&BU$2&$BA67),\"\"),\"\")","v":""},{"$f":"IF($BA67<>\"\",IF(INDIRECT(\"Measures!\"&BV$2&$BA67)<>\"\",INDIRECT(\"Measures!\"&BV$2&$BA67),\"\"),\"\")","v":""},{"$f":"IF($BA67<>\"\",IF(INDIRECT(\"Measures!\"&BW$2&$BA67)<>\"\",INDIRECT(\"Measures!\"&BW$2&$BA67),\"\"),\"\")","v":""},{"$f":"IF($BA67<>\"\",IF(INDIRECT(\"Measures!\"&BX$2&$BA67)<>\"\",INDIRECT(\"Measures!\"&BX$2&$BA67),\"\"),\"\")","v":""},{"$f":"IF($BA67<>\"\",IF(INDIRECT(\"Measures!\"&BY$2&$BA67)<>\"\",INDIRECT(\"Measures!\"&BY$2&$BA67),\"\"),\"\")","v":""},{"$f":"IF($BA67<>\"\",IF(INDIRECT(\"Measures!\"&BZ$2&$BA67)<>\"\",INDIRECT(\"Measures!\"&BZ$2&$BA67),\"\"),\"\")","v":""},{"$f":"IF($BA67<>\"\",IF(INDIRECT(\"Measures!\"&CA$2&$BA67)<>\"\",INDIRECT(\"Measures!\"&CA$2&$BA67),\"\"),\"\")","v":""},{"$f":"IF($BA67<>\"\",IF(INDIRECT(\"Measures!\"&CB$2&$BA67)<>\"\",INDIRECT(\"Measures!\"&CB$2&$BA67),\"\"),\"\")","v":""},{"$f":"IF($BA67<>\"\",IF(INDIRECT(\"Measures!\"&CC$2&$BA67)<>\"\",INDIRECT(\"Measures!\"&CC$2&$BA67),\"\"),\"\")","v":""},{"$f":"IF($BA67<>\"\",IF(INDIRECT(\"Measures!\"&CD$2&$BA67)<>\"\",INDIRECT(\"Measures!\"&CD$2&$BA67),\"\"),\"\")","v":""},{"$f":"IF($BA67<>\"\",IF(INDIRECT(\"Measures!\"&CE$2&$BA67)<>\"\",INDIRECT(\"Measures!\"&CE$2&$BA67),\"\"),\"\")","v":""},{"$f":"IF($BA67<>\"\",IF(INDIRECT(\"Measures!\"&CF$2&$BA67)<>\"\",INDIRECT(\"Measures!\"&CF$2&$BA67),\"\"),\"\")","v":""},{"$f":"IF($BA67<>\"\",IF(INDIRECT(\"Measures!\"&CG$2&$BA67)<>\"\",INDIRECT(\"Measures!\"&CG$2&$BA67),\"\"),\"\")","v":""},{"$f":"INDEX('Measure Descriptions'!$A$10:$A$46,MATCH(Map_Gas_Fin[[#This Row],[Measure]],'Measure Descriptions'!$B$10:$B$46,0))","v":""},{"$f":"IF($BA67<>\"\",IF(VLOOKUP(Map_Gas_Fin[[#This Row],[Measure]],'Measure Descriptions'!$B$10:$H$46,CI$2,FALSE)<>\"\",VLOOKUP(Map_Gas_Fin[[#This Row],[Measure]],'Measure Descriptions'!$B$10:$H$46,CI$2,FALSE),\"\"),\"\")","v":""},{"$f":"IF($BA67<>\"\",IF(VLOOKUP(Map_Gas_Fin[[#This Row],[Measure]],'Measure Descriptions'!$B$10:$H$46,CJ$2,FALSE)<>\"\",VLOOKUP(Map_Gas_Fin[[#This Row],[Measure]],'Measure Descriptions'!$B$10:$H$46,CJ$2,FALSE),\"\"),\"\")","v":""},{"$f":"IF($BA67<>\"\",IF(VLOOKUP(Map_Gas_Fin[[#This Row],[Measure]],'Measure Descriptions'!$B$10:$H$46,CK$2,FALSE)<>\"\",VLOOKUP(Map_Gas_Fin[[#This Row],[Measure]],'Measure Descriptions'!$B$10:$H$46,CK$2,FALSE),\"\"),\"\")","v":""},{"$f":"IF($BA67<>\"\",IF(VLOOKUP(Map_Gas_Fin[[#This Row],[Measure]],'Measure Descriptions'!$B$10:$H$46,CL$2,FALSE)<>\"\",VLOOKUP(Map_Gas_Fin[[#This Row],[Measure]],'Measure Descriptions'!$B$10:$H$46,CL$2,FALSE),\"\"),\"\")","v":""},{"$f":"IF($BA67<>\"\",IF(VLOOKUP(Map_Gas_Fin[[#This Row],[Measure]],'Measure Descriptions'!$B$10:$H$46,CM$2,FALSE)<>\"\",VLOOKUP(Map_Gas_Fin[[#This Row],[Measure]],'Measure Descriptions'!$B$10:$H$46,CM$2,FALSE),\"\"),\"\")","v":""},{"$f":"IF($BA67<>\"\",IF(VLOOKUP(Map_Gas_Fin[[#This Row],[Measure]],'Measure Descriptions'!$B$10:$H$46,CN$2,FALSE)<>\"\",VLOOKUP(Map_Gas_Fin[[#This Row],[Measure]],'Measure Descriptions'!$B$10:$H$46,CN$2,FALSE),\"\"),\"\")","v":""},{"$f":"IF($BA67<>\"\",IF(INDIRECT(\"Measures!\"&CO$2&$BA67)<>\"\",INDIRECT(\"Measures!\"&CO$2&$BA67),\"\"),\"\")","v":""}]
[null,null,{"$f":"IF($B68<>\"\",BuildingID&\"-\"&WOSelection&\"-FIN\",\"\")","v":""},{"$f":"IF($B68<>\"\",BuildingID&\"-\"&WOSelection&\"-CMP\",\"\")","v":""},{"$f":"IF($B68<>\"\",IF(INDIRECT(\"Measures!\"&E$2&$B68)<>\"\",INDIRECT(\"Measures!\"&E$2&$B68),\"\"),\"\")","v":""},{"$f":"IF($B68<>\"\",IF(INDIRECT(\"Measures!\"&F$2&$B68)<>\"\",INDIRECT(\"Measures!\"&F$2&$B68),\"\"),\"\")","v":""},{"$f":"IF($B68<>\"\",IF(INDIRECT(\"Measures!\"&G$2&$B68)<>\"\",INDIRECT(\"Measures!\"&G$2&$B68),\"\"),\"\")","v":""},{"$f":"IF($B68<>\"\",IF(INDIRECT(\"Measures!\"&H$2&$B68)<>\"\",INDIRECT(\"Measures!\"&H$2&$B68),\"\"),\"\")","v":""},{"$f":"IF($B68<>\"\",IF(INDIRECT(\"Measures!\"&I$2&$B68)<>\"\",INDIRECT(\"Measures!\"&I$2&$B68),\"\"),\"\")","v":""},{"$f":"IF($B68<>\"\",IF(INDIRECT(\"Measures!\"&J$2&$B68)<>\"\",INDIRECT(\"Measures!\"&J$2&$B68),\"\"),\"\")","v":""},{"$f":"IF($B68<>\"\",IF(INDIRECT(\"Measures!\"&K$2&$B68)<>\"\",INDIRECT(\"Measures!\"&K$2&$B68),\"\"),\"\")","v":""},{"$f":"IF($B68<>\"\",IF(INDIRECT(\"Measures!\"&L$2&$B68)<>\"\",INDIRECT(\"Measures!\"&L$2&$B68),\"\"),\"\")","v":""},{"$f":"IF($B68<>\"\",IF(INDIRECT(\"Measures!\"&M$2&$B68)<>\"\",INDIRECT(\"Measures!\"&M$2&$B68),\"\"),\"\")","v":""},{"$f":"IF($B68<>\"\",IF(INDIRECT(\"Measures!\"&N$2&$B68)<>\"\",INDIRECT(\"Measures!\"&N$2&$B68),\"\"),\"\")","v":""},{"$f":"IF($B68<>\"\",IF(INDIRECT(\"Measures!\"&O$2&$B68)<>\"\",INDIRECT(\"Measures!\"&O$2&$B68),\"\"),\"\")","v":""},{"$f":"IF($B68<>\"\",IF(INDIRECT(\"Measures!\"&P$2&$B68)<>\"\",INDIRECT(\"Measures!\"&P$2&$B68),\"\"),\"\")","v":""},{"$f":"IF($B68<>\"\",IF(INDIRECT(\"Measures!\"&Q$2&$B68)<>\"\",INDIRECT(\"Measures!\"&Q$2&$B68),\"\"),\"\")","v":""},{"$f":"IF($B68<>\"\",IF(INDIRECT(\"Measures!\"&R$2&$B68)<>\"\",INDIRECT(\"Measures!\"&R$2&$B68),\"\"),\"\")","v":""},{"$f":"IF($B68<>\"\",IF(INDIRECT(\"Measures!\"&S$2&$B68)<>\"\",INDIRECT(\"Measures!\"&S$2&$B68),\"\"),\"\")","v":""},{"$f":"IF($B68<>\"\",IF(INDIRECT(\"Measures!\"&T$2&$B68)<>\"\",INDIRECT(\"Measures!\"&T$2&$B68),\"\"),\"\")","v":""},{"$f":"IF($B68<>\"\",IF(INDIRECT(\"Measures!\"&U$2&$B68)<>\"\",INDIRECT(\"Measures!\"&U$2&$B68),\"\"),\"\")","v":""},{"$f":"IF($B68<>\"\",IF(INDIRECT(\"Measures!\"&V$2&$B68)<>\"\",INDIRECT(\"Measures!\"&V$2&$B68),\"\"),\"\")","v":""},{"$f":"IF($B68<>\"\",IF(INDIRECT(\"Measures!\"&W$2&$B68)<>\"\",INDIRECT(\"Measures!\"&W$2&$B68),\"\"),\"\")","v":""},{"$f":"IF($B68<>\"\",IF(INDIRECT(\"Measures!\"&X$2&$B68)<>\"\",INDIRECT(\"Measures!\"&X$2&$B68),\"\"),\"\")","v":""},{"$f":"IF($B68<>\"\",IF(INDIRECT(\"Measures!\"&Y$2&$B68)<>\"\",INDIRECT(\"Measures!\"&Y$2&$B68),\"\"),\"\")","v":""},{"$f":"IF($B68<>\"\",IF(INDIRECT(\"Measures!\"&Z$2&$B68)<>\"\",INDIRECT(\"Measures!\"&Z$2&$B68),\"\"),\"\")","v":""},{"$f":"IF($B68<>\"\",IF(INDIRECT(\"Measures!\"&AA$2&$B68)<>\"\",INDIRECT(\"Measures!\"&AA$2&$B68),\"\"),\"\")","v":""},{"$f":"IF($B68<>\"\",IF(INDIRECT(\"Measures!\"&AB$2&$B68)<>\"\",INDIRECT(\"Measures!\"&AB$2&$B68),\"\"),\"\")","v":""},{"$f":"IF($B68<>\"\",IF(INDIRECT(\"Measures!\"&AC$2&$B68)<>\"\",INDIRECT(\"Measures!\"&AC$2&$B68),\"\"),\"\")","v":""},{"$f":"IF($B68<>\"\",IF(INDIRECT(\"Measures!\"&AD$2&$B68)<>\"\",INDIRECT(\"Measures!\"&AD$2&$B68),\"\"),\"\")","v":""},{"$f":"IF($B68<>\"\",IF(INDIRECT(\"Measures!\"&AE$2&$B68)<>\"\",INDIRECT(\"Measures!\"&AE$2&$B68),\"\"),\"\")","v":""},{"$f":"IF($B68<>\"\",IF(INDIRECT(\"Measures!\"&AF$2&$B68)<>\"\",INDIRECT(\"Measures!\"&AF$2&$B68),\"\"),\"\")","v":""},{"$f":"IF($B68<>\"\",IF(INDIRECT(\"Measures!\"&AG$2&$B68)<>\"\",INDIRECT(\"Measures!\"&AG$2&$B68),\"\"),\"\")","v":""},{"$f":"IF($B68<>\"\",IF(INDIRECT(\"Measures!\"&AH$2&$B68)<>\"\",INDIRECT(\"Measures!\"&AH$2&$B68),\"\"),\"\")","v":""},{"$f":"INDEX('Measure Descriptions'!$A$10:$A$46,MATCH(Map_Elec_Fin[[#This Row],[Measure]],'Measure Descriptions'!$B$10:$B$46,0))","v":""},{"$f":"IF($B68<>\"\",IF(VLOOKUP(Map_Elec_Fin[[#This Row],[Measure]],'Measure Descriptions'!$B$10:$H$46,AJ$2,FALSE)<>\"\",VLOOKUP(Map_Elec_Fin[[#This Row],[Measure]],'Measure Descriptions'!$B$10:$H$46,AJ$2,FALSE),\"\"),\"\")","v":""},{"$f":"IF($B68<>\"\",IF(VLOOKUP(Map_Elec_Fin[[#This Row],[Measure]],'Measure Descriptions'!$B$10:$H$46,AK$2,FALSE)<>\"\",VLOOKUP(Map_Elec_Fin[[#This Row],[Measure]],'Measure Descriptions'!$B$10:$H$46,AK$2,FALSE),\"\"),\"\")","v":""},{"$f":"IF($B68<>\"\",IF(VLOOKUP(Map_Elec_Fin[[#This Row],[Measure]],'Measure Descriptions'!$B$10:$H$46,AL$2,FALSE)<>\"\",VLOOKUP(Map_Elec_Fin[[#This Row],[Measure]],'Measure Descriptions'!$B$10:$H$46,AL$2,FALSE),\"\"),\"\")","v":""},{"$f":"IF($B68<>\"\",IF(VLOOKUP(Map_Elec_Fin[[#This Row],[Measure]],'Measure Descriptions'!$B$10:$H$46,AM$2,FALSE)<>\"\",VLOOKUP(Map_Elec_Fin[[#This Row],[Measure]],'Measure Descriptions'!$B$10:$H$46,AM$2,FALSE),\"\"),\"\")","v":""},{"$f":"IF($B68<>\"\",IF(VLOOKUP(Map_Elec_Fin[[#This Row],[Measure]],'Measure Descriptions'!$B$10:$H$46,AN$2,FALSE)<>\"\",VLOOKUP(Map_Elec_Fin[[#This Row],[Measure]],'Measure Descriptions'!$B$10:$H$46,AN$2,FALSE),\"\"),\"\")","v":""},{"$f":"IF($B68<>\"\",IF(VLOOKUP(Map_Elec_Fin[[#This Row],[Measure]],'Measure Descriptions'!$B$10:$H$46,AO$2,FALSE)<>\"\",VLOOKUP(Map_Elec_Fin[[#This Row],[Measure]],'Measure Descriptions'!$B$10:$H$46,AO$2,FALSE),\"\"),\"\")","v":""},{"$f":"IF($B68<>\"\",IF(INDIRECT(\"Measures!\"&AP$2&$B68)<>\"\",INDIRECT(\"Measures!\"&AP$2&$B68),\"\"),\"\")","v":""},null,null,null,null,null,null,null,null,null,null,null,{"$f":"IF($BA68<>\"\",BuildingID&\"-\"&WOSelection&\"-FIN\",\"\")","v":""},{"$f":"IF($BA68<>\"\",BuildingID&\"-\"&WOSelection&\"-CMP\",\"\")","v":""},{"$f":"IF($BA68<>\"\",IF(INDIRECT(\"Measures!\"&BD$2&$BA68)<>\"\",INDIRECT(\"Measures!\"&BD$2&$BA68),\"\"),\"\")","v":""},{"$f":"IF($BA68<>\"\",IF(INDIRECT(\"Measures!\"&BE$2&$BA68)<>\"\",INDIRECT(\"Measures!\"&BE$2&$BA68),\"\"),\"\")","v":""},{"$f":"IF($BA68<>\"\",IF(INDIRECT(\"Measures!\"&BF$2&$BA68)<>\"\",INDIRECT(\"Measures!\"&BF$2&$BA68),\"\"),\"\")","v":""},{"$f":"IF($BA68<>\"\",IF(INDIRECT(\"Measures!\"&BG$2&$BA68)<>\"\",INDIRECT(\"Measures!\"&BG$2&$BA68),\"\"),\"\")","v":""},{"$f":"IF($BA68<>\"\",IF(INDIRECT(\"Measures!\"&BH$2&$BA68)<>\"\",INDIRECT(\"Measures!\"&BH$2&$BA68),\"\"),\"\")","v":""},{"$f":"IF($BA68<>\"\",IF(INDIRECT(\"Measures!\"&BI$2&$BA68)<>\"\",INDIRECT(\"Measures!\"&BI$2&$BA68),\"\"),\"\")","v":""},{"$f":"IF($BA68<>\"\",IF(INDIRECT(\"Measures!\"&BJ$2&$BA68)<>\"\",INDIRECT(\"Measures!\"&BJ$2&$BA68),\"\"),\"\")","v":""},{"$f":"IF($BA68<>\"\",IF(INDIRECT(\"Measures!\"&BK$2&$BA68)<>\"\",INDIRECT(\"Measures!\"&BK$2&$BA68),\"\"),\"\")","v":""},{"$f":"IF($BA68<>\"\",IF(INDIRECT(\"Measures!\"&BL$2&$BA68)<>\"\",INDIRECT(\"Measures!\"&BL$2&$BA68),\"\"),\"\")","v":""},{"$f":"IF($BA68<>\"\",IF(INDIRECT(\"Measures!\"&BM$2&$BA68)<>\"\",INDIRECT(\"Measures!\"&BM$2&$BA68),\"\"),\"\")","v":""},{"$f":"IF($BA68<>\"\",IF(INDIRECT(\"Measures!\"&BN$2&$BA68)<>\"\",INDIRECT(\"Measures!\"&BN$2&$BA68),\"\"),\"\")","v":""},{"$f":"IF($BA68<>\"\",IF(INDIRECT(\"Measures!\"&BO$2&$BA68)<>\"\",INDIRECT(\"Measures!\"&BO$2&$BA68),\"\"),\"\")","v":""},{"$f":"IF($BA68<>\"\",IF(INDIRECT(\"Measures!\"&BP$2&$BA68)<>\"\",INDIRECT(\"Measures!\"&BP$2&$BA68),\"\"),\"\")","v":""},{"$f":"IF($BA68<>\"\",IF(INDIRECT(\"Measures!\"&BQ$2&$BA68)<>\"\",INDIRECT(\"Measures!\"&BQ$2&$BA68),\"\"),\"\")","v":""},{"$f":"IF($BA68<>\"\",IF(INDIRECT(\"Measures!\"&BR$2&$BA68)<>\"\",INDIRECT(\"Measures!\"&BR$2&$BA68),\"\"),\"\")","v":""},{"$f":"IF($BA68<>\"\",IF(INDIRECT(\"Measures!\"&BS$2&$BA68)<>\"\",INDIRECT(\"Measures!\"&BS$2&$BA68),\"\"),\"\")","v":""},{"$f":"IF($BA68<>\"\",IF(INDIRECT(\"Measures!\"&BT$2&$BA68)<>\"\",INDIRECT(\"Measures!\"&BT$2&$BA68),\"\"),\"\")","v":""},{"$f":"IF($BA68<>\"\",IF(INDIRECT(\"Measures!\"&BU$2&$BA68)<>\"\",INDIRECT(\"Measures!\"&BU$2&$BA68),\"\"),\"\")","v":""},{"$f":"IF($BA68<>\"\",IF(INDIRECT(\"Measures!\"&BV$2&$BA68)<>\"\",INDIRECT(\"Measures!\"&BV$2&$BA68),\"\"),\"\")","v":""},{"$f":"IF($BA68<>\"\",IF(INDIRECT(\"Measures!\"&BW$2&$BA68)<>\"\",INDIRECT(\"Measures!\"&BW$2&$BA68),\"\"),\"\")","v":""},{"$f":"IF($BA68<>\"\",IF(INDIRECT(\"Measures!\"&BX$2&$BA68)<>\"\",INDIRECT(\"Measures!\"&BX$2&$BA68),\"\"),\"\")","v":""},{"$f":"IF($BA68<>\"\",IF(INDIRECT(\"Measures!\"&BY$2&$BA68)<>\"\",INDIRECT(\"Measures!\"&BY$2&$BA68),\"\"),\"\")","v":""},{"$f":"IF($BA68<>\"\",IF(INDIRECT(\"Measures!\"&BZ$2&$BA68)<>\"\",INDIRECT(\"Measures!\"&BZ$2&$BA68),\"\"),\"\")","v":""},{"$f":"IF($BA68<>\"\",IF(INDIRECT(\"Measures!\"&CA$2&$BA68)<>\"\",INDIRECT(\"Measures!\"&CA$2&$BA68),\"\"),\"\")","v":""},{"$f":"IF($BA68<>\"\",IF(INDIRECT(\"Measures!\"&CB$2&$BA68)<>\"\",INDIRECT(\"Measures!\"&CB$2&$BA68),\"\"),\"\")","v":""},{"$f":"IF($BA68<>\"\",IF(INDIRECT(\"Measures!\"&CC$2&$BA68)<>\"\",INDIRECT(\"Measures!\"&CC$2&$BA68),\"\"),\"\")","v":""},{"$f":"IF($BA68<>\"\",IF(INDIRECT(\"Measures!\"&CD$2&$BA68)<>\"\",INDIRECT(\"Measures!\"&CD$2&$BA68),\"\"),\"\")","v":""},{"$f":"IF($BA68<>\"\",IF(INDIRECT(\"Measures!\"&CE$2&$BA68)<>\"\",INDIRECT(\"Measures!\"&CE$2&$BA68),\"\"),\"\")","v":""},{"$f":"IF($BA68<>\"\",IF(INDIRECT(\"Measures!\"&CF$2&$BA68)<>\"\",INDIRECT(\"Measures!\"&CF$2&$BA68),\"\"),\"\")","v":""},{"$f":"IF($BA68<>\"\",IF(INDIRECT(\"Measures!\"&CG$2&$BA68)<>\"\",INDIRECT(\"Measures!\"&CG$2&$BA68),\"\"),\"\")","v":""},{"$f":"INDEX('Measure Descriptions'!$A$10:$A$46,MATCH(Map_Gas_Fin[[#This Row],[Measure]],'Measure Descriptions'!$B$10:$B$46,0))","v":""},{"$f":"IF($BA68<>\"\",IF(VLOOKUP(Map_Gas_Fin[[#This Row],[Measure]],'Measure Descriptions'!$B$10:$H$46,CI$2,FALSE)<>\"\",VLOOKUP(Map_Gas_Fin[[#This Row],[Measure]],'Measure Descriptions'!$B$10:$H$46,CI$2,FALSE),\"\"),\"\")","v":""},{"$f":"IF($BA68<>\"\",IF(VLOOKUP(Map_Gas_Fin[[#This Row],[Measure]],'Measure Descriptions'!$B$10:$H$46,CJ$2,FALSE)<>\"\",VLOOKUP(Map_Gas_Fin[[#This Row],[Measure]],'Measure Descriptions'!$B$10:$H$46,CJ$2,FALSE),\"\"),\"\")","v":""},{"$f":"IF($BA68<>\"\",IF(VLOOKUP(Map_Gas_Fin[[#This Row],[Measure]],'Measure Descriptions'!$B$10:$H$46,CK$2,FALSE)<>\"\",VLOOKUP(Map_Gas_Fin[[#This Row],[Measure]],'Measure Descriptions'!$B$10:$H$46,CK$2,FALSE),\"\"),\"\")","v":""},{"$f":"IF($BA68<>\"\",IF(VLOOKUP(Map_Gas_Fin[[#This Row],[Measure]],'Measure Descriptions'!$B$10:$H$46,CL$2,FALSE)<>\"\",VLOOKUP(Map_Gas_Fin[[#This Row],[Measure]],'Measure Descriptions'!$B$10:$H$46,CL$2,FALSE),\"\"),\"\")","v":""},{"$f":"IF($BA68<>\"\",IF(VLOOKUP(Map_Gas_Fin[[#This Row],[Measure]],'Measure Descriptions'!$B$10:$H$46,CM$2,FALSE)<>\"\",VLOOKUP(Map_Gas_Fin[[#This Row],[Measure]],'Measure Descriptions'!$B$10:$H$46,CM$2,FALSE),\"\"),\"\")","v":""},{"$f":"IF($BA68<>\"\",IF(VLOOKUP(Map_Gas_Fin[[#This Row],[Measure]],'Measure Descriptions'!$B$10:$H$46,CN$2,FALSE)<>\"\",VLOOKUP(Map_Gas_Fin[[#This Row],[Measure]],'Measure Descriptions'!$B$10:$H$46,CN$2,FALSE),\"\"),\"\")","v":""},{"$f":"IF($BA68<>\"\",IF(INDIRECT(\"Measures!\"&CO$2&$BA68)<>\"\",INDIRECT(\"Measures!\"&CO$2&$BA68),\"\"),\"\")","v":""}]
[null,null,"","",{"$f":"IF($B69<>\"\",IF(INDIRECT(\"Measures!\"&E$2&$B69)<>\"\",INDIRECT(\"Measures!\"&E$2&$B69),\"\"),\"\")","v":""},{"$f":"IF($B69<>\"\",IF(INDIRECT(\"Measures!\"&F$2&$B69)<>\"\",INDIRECT(\"Measures!\"&F$2&$B69),\"\"),\"\")","v":""},{"$f":"IF($B69<>\"\",IF(INDIRECT(\"Measures!\"&G$2&$B69)<>\"\",INDIRECT(\"Measures!\"&G$2&$B69),\"\"),\"\")","v":""},{"$f":"IF($B69<>\"\",IF(INDIRECT(\"Measures!\"&H$2&$B69)<>\"\",INDIRECT(\"Measures!\"&H$2&$B69),\"\"),\"\")","v":""},{"$f":"IF($B69<>\"\",IF(INDIRECT(\"Measures!\"&I$2&$B69)<>\"\",INDIRECT(\"Measures!\"&I$2&$B69),\"\"),\"\")","v":""},{"$f":"IF($B69<>\"\",IF(INDIRECT(\"Measures!\"&J$2&$B69)<>\"\",INDIRECT(\"Measures!\"&J$2&$B69),\"\"),\"\")","v":""},{"$f":"IF($B69<>\"\",IF(INDIRECT(\"Measures!\"&K$2&$B69)<>\"\",INDIRECT(\"Measures!\"&K$2&$B69),\"\"),\"\")","v":""},{"$f":"IF($B69<>\"\",IF(INDIRECT(\"Measures!\"&L$2&$B69)<>\"\",INDIRECT(\"Measures!\"&L$2&$B69),\"\"),\"\")","v":""},{"$f":"IF($B69<>\"\",IF(INDIRECT(\"Measures!\"&M$2&$B69)<>\"\",INDIRECT(\"Measures!\"&M$2&$B69),\"\"),\"\")","v":""},{"$f":"IF($B69<>\"\",IF(INDIRECT(\"Measures!\"&N$2&$B69)<>\"\",INDIRECT(\"Measures!\"&N$2&$B69),\"\"),\"\")","v":""},{"$f":"IF($B69<>\"\",IF(INDIRECT(\"Measures!\"&O$2&$B69)<>\"\",INDIRECT(\"Measures!\"&O$2&$B69),\"\"),\"\")","v":""},{"$f":"IF($B69<>\"\",IF(INDIRECT(\"Measures!\"&P$2&$B69)<>\"\",INDIRECT(\"Measures!\"&P$2&$B69),\"\"),\"\")","v":""},{"$f":"IF($B69<>\"\",IF(INDIRECT(\"Measures!\"&Q$2&$B69)<>\"\",INDIRECT(\"Measures!\"&Q$2&$B69),\"\"),\"\")","v":""},{"$f":"IF($B69<>\"\",IF(INDIRECT(\"Measures!\"&R$2&$B69)<>\"\",INDIRECT(\"Measures!\"&R$2&$B69),\"\"),\"\")","v":""},{"$f":"IF($B69<>\"\",IF(INDIRECT(\"Measures!\"&S$2&$B69)<>\"\",INDIRECT(\"Measures!\"&S$2&$B69),\"\"),\"\")","v":""},{"$f":"IF($B69<>\"\",IF(INDIRECT(\"Measures!\"&T$2&$B69)<>\"\",INDIRECT(\"Measures!\"&T$2&$B69),\"\"),\"\")","v":""},{"$f":"IF($B69<>\"\",IF(INDIRECT(\"Measures!\"&U$2&$B69)<>\"\",INDIRECT(\"Measures!\"&U$2&$B69),\"\"),\"\")","v":""},{"$f":"IF($B69<>\"\",IF(INDIRECT(\"Measures!\"&V$2&$B69)<>\"\",INDIRECT(\"Measures!\"&V$2&$B69),\"\"),\"\")","v":""},{"$f":"IF($B69<>\"\",IF(INDIRECT(\"Measures!\"&W$2&$B69)<>\"\",INDIRECT(\"Measures!\"&W$2&$B69),\"\"),\"\")","v":""},{"$f":"IF($B69<>\"\",IF(INDIRECT(\"Measures!\"&X$2&$B69)<>\"\",INDIRECT(\"Measures!\"&X$2&$B69),\"\"),\"\")","v":""},{"$f":"IF($B69<>\"\",IF(INDIRECT(\"Measures!\"&Y$2&$B69)<>\"\",INDIRECT(\"Measures!\"&Y$2&$B69),\"\"),\"\")","v":""},{"$f":"IF($B69<>\"\",IF(INDIRECT(\"Measures!\"&Z$2&$B69)<>\"\",INDIRECT(\"Measures!\"&Z$2&$B69),\"\"),\"\")","v":""},{"$f":"IF($B69<>\"\",IF(INDIRECT(\"Measures!\"&AA$2&$B69)<>\"\",INDIRECT(\"Measures!\"&AA$2&$B69),\"\"),\"\")","v":""},{"$f":"IF($B69<>\"\",IF(INDIRECT(\"Measures!\"&AB$2&$B69)<>\"\",INDIRECT(\"Measures!\"&AB$2&$B69),\"\"),\"\")","v":""},{"$f":"IF($B69<>\"\",IF(INDIRECT(\"Measures!\"&AC$2&$B69)<>\"\",INDIRECT(\"Measures!\"&AC$2&$B69),\"\"),\"\")","v":""},{"$f":"IF($B69<>\"\",IF(INDIRECT(\"Measures!\"&AD$2&$B69)<>\"\",INDIRECT(\"Measures!\"&AD$2&$B69),\"\"),\"\")","v":""},{"$f":"IF($B69<>\"\",IF(INDIRECT(\"Measures!\"&AE$2&$B69)<>\"\",INDIRECT(\"Measures!\"&AE$2&$B69),\"\"),\"\")","v":""},{"$f":"IF($B69<>\"\",IF(INDIRECT(\"Measures!\"&AF$2&$B69)<>\"\",INDIRECT(\"Measures!\"&AF$2&$B69),\"\"),\"\")","v":""},{"$f":"IF($B69<>\"\",IF(INDIRECT(\"Measures!\"&AG$2&$B69)<>\"\",INDIRECT(\"Measures!\"&AG$2&$B69),\"\"),\"\")","v":""},{"$f":"IF($B69<>\"\",IF(INDIRECT(\"Measures!\"&AH$2&$B69)<>\"\",INDIRECT(\"Measures!\"&AH$2&$B69),\"\"),\"\")","v":""},{"$f":"INDEX('Measure Descriptions'!$A$10:$A$46,MATCH(Map_Elec_Fin[[#This Row],[Measure]],'Measure Descriptions'!$B$10:$B$46,0))","v":""},{"$f":"IF($B69<>\"\",IF(VLOOKUP(Map_Elec_Fin[[#This Row],[Measure]],'Measure Descriptions'!$B$10:$H$46,AJ$2,FALSE)<>\"\",VLOOKUP(Map_Elec_Fin[[#This Row],[Measure]],'Measure Descriptions'!$B$10:$H$46,AJ$2,FALSE),\"\"),\"\")","v":""},{"$f":"IF($B69<>\"\",IF(VLOOKUP(Map_Elec_Fin[[#This Row],[Measure]],'Measure Descriptions'!$B$10:$H$46,AK$2,FALSE)<>\"\",VLOOKUP(Map_Elec_Fin[[#This Row],[Measure]],'Measure Descriptions'!$B$10:$H$46,AK$2,FALSE),\"\"),\"\")","v":""},{"$f":"IF($B69<>\"\",IF(VLOOKUP(Map_Elec_Fin[[#This Row],[Measure]],'Measure Descriptions'!$B$10:$H$46,AL$2,FALSE)<>\"\",VLOOKUP(Map_Elec_Fin[[#This Row],[Measure]],'Measure Descriptions'!$B$10:$H$46,AL$2,FALSE),\"\"),\"\")","v":""},{"$f":"IF($B69<>\"\",IF(VLOOKUP(Map_Elec_Fin[[#This Row],[Measure]],'Measure Descriptions'!$B$10:$H$46,AM$2,FALSE)<>\"\",VLOOKUP(Map_Elec_Fin[[#This Row],[Measure]],'Measure Descriptions'!$B$10:$H$46,AM$2,FALSE),\"\"),\"\")","v":""},{"$f":"IF($B69<>\"\",IF(VLOOKUP(Map_Elec_Fin[[#This Row],[Measure]],'Measure Descriptions'!$B$10:$H$46,AN$2,FALSE)<>\"\",VLOOKUP(Map_Elec_Fin[[#This Row],[Measure]],'Measure Descriptions'!$B$10:$H$46,AN$2,FALSE),\"\"),\"\")","v":""},{"$f":"IF($B69<>\"\",IF(VLOOKUP(Map_Elec_Fin[[#This Row],[Measure]],'Measure Descriptions'!$B$10:$H$46,AO$2,FALSE)<>\"\",VLOOKUP(Map_Elec_Fin[[#This Row],[Measure]],'Measure Descriptions'!$B$10:$H$46,AO$2,FALSE),\"\"),\"\")","v":""},{"$f":"IF($B69<>\"\",IF(INDIRECT(\"Measures!\"&AP$2&$B69)<>\"\",INDIRECT(\"Measures!\"&AP$2&$B69),\"\"),\"\")","v":""},null,null,null,null,null,null,null,null,null,null,null,"","",{"$f":"IF($BA69<>\"\",IF(INDIRECT(\"Measures!\"&BD$2&$BA69)<>\"\",INDIRECT(\"Measures!\"&BD$2&$BA69),\"\"),\"\")","v":""},{"$f":"IF($BA69<>\"\",IF(INDIRECT(\"Measures!\"&BE$2&$BA69)<>\"\",INDIRECT(\"Measures!\"&BE$2&$BA69),\"\"),\"\")","v":""},{"$f":"IF($BA69<>\"\",IF(INDIRECT(\"Measures!\"&BF$2&$BA69)<>\"\",INDIRECT(\"Measures!\"&BF$2&$BA69),\"\"),\"\")","v":""},{"$f":"IF($BA69<>\"\",IF(INDIRECT(\"Measures!\"&BG$2&$BA69)<>\"\",INDIRECT(\"Measures!\"&BG$2&$BA69),\"\"),\"\")","v":""},{"$f":"IF($BA69<>\"\",IF(INDIRECT(\"Measures!\"&BH$2&$BA69)<>\"\",INDIRECT(\"Measures!\"&BH$2&$BA69),\"\"),\"\")","v":""},{"$f":"IF($BA69<>\"\",IF(INDIRECT(\"Measures!\"&BI$2&$BA69)<>\"\",INDIRECT(\"Measures!\"&BI$2&$BA69),\"\"),\"\")","v":""},{"$f":"IF($BA69<>\"\",IF(INDIRECT(\"Measures!\"&BJ$2&$BA69)<>\"\",INDIRECT(\"Measures!\"&BJ$2&$BA69),\"\"),\"\")","v":""},{"$f":"IF($BA69<>\"\",IF(INDIRECT(\"Measures!\"&BK$2&$BA69)<>\"\",INDIRECT(\"Measures!\"&BK$2&$BA69),\"\"),\"\")","v":""},{"$f":"IF($BA69<>\"\",IF(INDIRECT(\"Measures!\"&BL$2&$BA69)<>\"\",INDIRECT(\"Measures!\"&BL$2&$BA69),\"\"),\"\")","v":""},{"$f":"IF($BA69<>\"\",IF(INDIRECT(\"Measures!\"&BM$2&$BA69)<>\"\",INDIRECT(\"Measures!\"&BM$2&$BA69),\"\"),\"\")","v":""},{"$f":"IF($BA69<>\"\",IF(INDIRECT(\"Measures!\"&BN$2&$BA69)<>\"\",INDIRECT(\"Measures!\"&BN$2&$BA69),\"\"),\"\")","v":""},{"$f":"IF($BA69<>\"\",IF(INDIRECT(\"Measures!\"&BO$2&$BA69)<>\"\",INDIRECT(\"Measures!\"&BO$2&$BA69),\"\"),\"\")","v":""},{"$f":"IF($BA69<>\"\",IF(INDIRECT(\"Measures!\"&BP$2&$BA69)<>\"\",INDIRECT(\"Measures!\"&BP$2&$BA69),\"\"),\"\")","v":""},{"$f":"IF($BA69<>\"\",IF(INDIRECT(\"Measures!\"&BQ$2&$BA69)<>\"\",INDIRECT(\"Measures!\"&BQ$2&$BA69),\"\"),\"\")","v":""},{"$f":"IF($BA69<>\"\",IF(INDIRECT(\"Measures!\"&BR$2&$BA69)<>\"\",INDIRECT(\"Measures!\"&BR$2&$BA69),\"\"),\"\")","v":""},{"$f":"IF($BA69<>\"\",IF(INDIRECT(\"Measures!\"&BS$2&$BA69)<>\"\",INDIRECT(\"Measures!\"&BS$2&$BA69),\"\"),\"\")","v":""},{"$f":"IF($BA69<>\"\",IF(INDIRECT(\"Measures!\"&BT$2&$BA69)<>\"\",INDIRECT(\"Measures!\"&BT$2&$BA69),\"\"),\"\")","v":""},{"$f":"IF($BA69<>\"\",IF(INDIRECT(\"Measures!\"&BU$2&$BA69)<>\"\",INDIRECT(\"Measures!\"&BU$2&$BA69),\"\"),\"\")","v":""},{"$f":"IF($BA69<>\"\",IF(INDIRECT(\"Measures!\"&BV$2&$BA69)<>\"\",INDIRECT(\"Measures!\"&BV$2&$BA69),\"\"),\"\")","v":""},{"$f":"IF($BA69<>\"\",IF(INDIRECT(\"Measures!\"&BW$2&$BA69)<>\"\",INDIRECT(\"Measures!\"&BW$2&$BA69),\"\"),\"\")","v":""},{"$f":"IF($BA69<>\"\",IF(INDIRECT(\"Measures!\"&BX$2&$BA69)<>\"\",INDIRECT(\"Measures!\"&BX$2&$BA69),\"\"),\"\")","v":""},{"$f":"IF($BA69<>\"\",IF(INDIRECT(\"Measures!\"&BY$2&$BA69)<>\"\",INDIRECT(\"Measures!\"&BY$2&$BA69),\"\"),\"\")","v":""},{"$f":"IF($BA69<>\"\",IF(INDIRECT(\"Measures!\"&BZ$2&$BA69)<>\"\",INDIRECT(\"Measures!\"&BZ$2&$BA69),\"\"),\"\")","v":""},{"$f":"IF($BA69<>\"\",IF(INDIRECT(\"Measures!\"&CA$2&$BA69)<>\"\",INDIRECT(\"Measures!\"&CA$2&$BA69),\"\"),\"\")","v":""},{"$f":"IF($BA69<>\"\",IF(INDIRECT(\"Measures!\"&CB$2&$BA69)<>\"\",INDIRECT(\"Measures!\"&CB$2&$BA69),\"\"),\"\")","v":""},{"$f":"IF($BA69<>\"\",IF(INDIRECT(\"Measures!\"&CC$2&$BA69)<>\"\",INDIRECT(\"Measures!\"&CC$2&$BA69),\"\"),\"\")","v":""},{"$f":"IF($BA69<>\"\",IF(INDIRECT(\"Measures!\"&CD$2&$BA69)<>\"\",INDIRECT(\"Measures!\"&CD$2&$BA69),\"\"),\"\")","v":""},{"$f":"IF($BA69<>\"\",IF(INDIRECT(\"Measures!\"&CE$2&$BA69)<>\"\",INDIRECT(\"Measures!\"&CE$2&$BA69),\"\"),\"\")","v":""},{"$f":"IF($BA69<>\"\",IF(INDIRECT(\"Measures!\"&CF$2&$BA69)<>\"\",INDIRECT(\"Measures!\"&CF$2&$BA69),\"\"),\"\")","v":""},{"$f":"IF($BA69<>\"\",IF(INDIRECT(\"Measures!\"&CG$2&$BA69)<>\"\",INDIRECT(\"Measures!\"&CG$2&$BA69),\"\"),\"\")","v":""},{"$f":"INDEX('Measure Descriptions'!$A$10:$A$46,MATCH(Map_Gas_Fin[[#This Row],[Measure]],'Measure Descriptions'!$B$10:$B$46,0))","v":""},{"$f":"IF($BA69<>\"\",IF(VLOOKUP(Map_Gas_Fin[[#This Row],[Measure]],'Measure Descriptions'!$B$10:$H$46,CI$2,FALSE)<>\"\",VLOOKUP(Map_Gas_Fin[[#This Row],[Measure]],'Measure Descriptions'!$B$10:$H$46,CI$2,FALSE),\"\"),\"\")","v":""},{"$f":"IF($BA69<>\"\",IF(VLOOKUP(Map_Gas_Fin[[#This Row],[Measure]],'Measure Descriptions'!$B$10:$H$46,CJ$2,FALSE)<>\"\",VLOOKUP(Map_Gas_Fin[[#This Row],[Measure]],'Measure Descriptions'!$B$10:$H$46,CJ$2,FALSE),\"\"),\"\")","v":""},{"$f":"IF($BA69<>\"\",IF(VLOOKUP(Map_Gas_Fin[[#This Row],[Measure]],'Measure Descriptions'!$B$10:$H$46,CK$2,FALSE)<>\"\",VLOOKUP(Map_Gas_Fin[[#This Row],[Measure]],'Measure Descriptions'!$B$10:$H$46,CK$2,FALSE),\"\"),\"\")","v":""},{"$f":"IF($BA69<>\"\",IF(VLOOKUP(Map_Gas_Fin[[#This Row],[Measure]],'Measure Descriptions'!$B$10:$H$46,CL$2,FALSE)<>\"\",VLOOKUP(Map_Gas_Fin[[#This Row],[Measure]],'Measure Descriptions'!$B$10:$H$46,CL$2,FALSE),\"\"),\"\")","v":""},{"$f":"IF($BA69<>\"\",IF(VLOOKUP(Map_Gas_Fin[[#This Row],[Measure]],'Measure Descriptions'!$B$10:$H$46,CM$2,FALSE)<>\"\",VLOOKUP(Map_Gas_Fin[[#This Row],[Measure]],'Measure Descriptions'!$B$10:$H$46,CM$2,FALSE),\"\"),\"\")","v":""},{"$f":"IF($BA69<>\"\",IF(VLOOKUP(Map_Gas_Fin[[#This Row],[Measure]],'Measure Descriptions'!$B$10:$H$46,CN$2,FALSE)<>\"\",VLOOKUP(Map_Gas_Fin[[#This Row],[Measure]],'Measure Descriptions'!$B$10:$H$46,CN$2,FALSE),\"\"),\"\")","v":""},{"$f":"IF($BA69<>\"\",IF(INDIRECT(\"Measures!\"&CO$2&$BA69)<>\"\",INDIRECT(\"Measures!\"&CO$2&$BA69),\"\"),\"\")","v":""}]
[null,null,"","",{"$f":"IF($B70<>\"\",IF(INDIRECT(\"Measures!\"&E$2&$B70)<>\"\",INDIRECT(\"Measures!\"&E$2&$B70),\"\"),\"\")","v":""},{"$f":"IF($B70<>\"\",IF(INDIRECT(\"Measures!\"&F$2&$B70)<>\"\",INDIRECT(\"Measures!\"&F$2&$B70),\"\"),\"\")","v":""},{"$f":"IF($B70<>\"\",IF(INDIRECT(\"Measures!\"&G$2&$B70)<>\"\",INDIRECT(\"Measures!\"&G$2&$B70),\"\"),\"\")","v":""},{"$f":"IF($B70<>\"\",IF(INDIRECT(\"Measures!\"&H$2&$B70)<>\"\",INDIRECT(\"Measures!\"&H$2&$B70),\"\"),\"\")","v":""},{"$f":"IF($B70<>\"\",IF(INDIRECT(\"Measures!\"&I$2&$B70)<>\"\",INDIRECT(\"Measures!\"&I$2&$B70),\"\"),\"\")","v":""},{"$f":"IF($B70<>\"\",IF(INDIRECT(\"Measures!\"&J$2&$B70)<>\"\",INDIRECT(\"Measures!\"&J$2&$B70),\"\"),\"\")","v":""},{"$f":"IF($B70<>\"\",IF(INDIRECT(\"Measures!\"&K$2&$B70)<>\"\",INDIRECT(\"Measures!\"&K$2&$B70),\"\"),\"\")","v":""},{"$f":"IF($B70<>\"\",IF(INDIRECT(\"Measures!\"&L$2&$B70)<>\"\",INDIRECT(\"Measures!\"&L$2&$B70),\"\"),\"\")","v":""},{"$f":"IF($B70<>\"\",IF(INDIRECT(\"Measures!\"&M$2&$B70)<>\"\",INDIRECT(\"Measures!\"&M$2&$B70),\"\"),\"\")","v":""},{"$f":"IF($B70<>\"\",IF(INDIRECT(\"Measures!\"&N$2&$B70)<>\"\",INDIRECT(\"Measures!\"&N$2&$B70),\"\"),\"\")","v":""},{"$f":"IF($B70<>\"\",IF(INDIRECT(\"Measures!\"&O$2&$B70)<>\"\",INDIRECT(\"Measures!\"&O$2&$B70),\"\"),\"\")","v":""},{"$f":"IF($B70<>\"\",IF(INDIRECT(\"Measures!\"&P$2&$B70)<>\"\",INDIRECT(\"Measures!\"&P$2&$B70),\"\"),\"\")","v":""},{"$f":"IF($B70<>\"\",IF(INDIRECT(\"Measures!\"&Q$2&$B70)<>\"\",INDIRECT(\"Measures!\"&Q$2&$B70),\"\"),\"\")","v":""},{"$f":"IF($B70<>\"\",IF(INDIRECT(\"Measures!\"&R$2&$B70)<>\"\",INDIRECT(\"Measures!\"&R$2&$B70),\"\"),\"\")","v":""},{"$f":"IF($B70<>\"\",IF(INDIRECT(\"Measures!\"&S$2&$B70)<>\"\",INDIRECT(\"Measures!\"&S$2&$B70),\"\"),\"\")","v":""},{"$f":"IF($B70<>\"\",IF(INDIRECT(\"Measures!\"&T$2&$B70)<>\"\",INDIRECT(\"Measures!\"&T$2&$B70),\"\"),\"\")","v":""},{"$f":"IF($B70<>\"\",IF(INDIRECT(\"Measures!\"&U$2&$B70)<>\"\",INDIRECT(\"Measures!\"&U$2&$B70),\"\"),\"\")","v":""},{"$f":"IF($B70<>\"\",IF(INDIRECT(\"Measures!\"&V$2&$B70)<>\"\",INDIRECT(\"Measures!\"&V$2&$B70),\"\"),\"\")","v":""},{"$f":"IF($B70<>\"\",IF(INDIRECT(\"Measures!\"&W$2&$B70)<>\"\",INDIRECT(\"Measures!\"&W$2&$B70),\"\"),\"\")","v":""},{"$f":"IF($B70<>\"\",IF(INDIRECT(\"Measures!\"&X$2&$B70)<>\"\",INDIRECT(\"Measures!\"&X$2&$B70),\"\"),\"\")","v":""},{"$f":"IF($B70<>\"\",IF(INDIRECT(\"Measures!\"&Y$2&$B70)<>\"\",INDIRECT(\"Measures!\"&Y$2&$B70),\"\"),\"\")","v":""},{"$f":"IF($B70<>\"\",IF(INDIRECT(\"Measures!\"&Z$2&$B70)<>\"\",INDIRECT(\"Measures!\"&Z$2&$B70),\"\"),\"\")","v":""},{"$f":"IF($B70<>\"\",IF(INDIRECT(\"Measures!\"&AA$2&$B70)<>\"\",INDIRECT(\"Measures!\"&AA$2&$B70),\"\"),\"\")","v":""},{"$f":"IF($B70<>\"\",IF(INDIRECT(\"Measures!\"&AB$2&$B70)<>\"\",INDIRECT(\"Measures!\"&AB$2&$B70),\"\"),\"\")","v":""},{"$f":"IF($B70<>\"\",IF(INDIRECT(\"Measures!\"&AC$2&$B70)<>\"\",INDIRECT(\"Measures!\"&AC$2&$B70),\"\"),\"\")","v":""},{"$f":"IF($B70<>\"\",IF(INDIRECT(\"Measures!\"&AD$2&$B70)<>\"\",INDIRECT(\"Measures!\"&AD$2&$B70),\"\"),\"\")","v":""},{"$f":"IF($B70<>\"\",IF(INDIRECT(\"Measures!\"&AE$2&$B70)<>\"\",INDIRECT(\"Measures!\"&AE$2&$B70),\"\"),\"\")","v":""},{"$f":"IF($B70<>\"\",IF(INDIRECT(\"Measures!\"&AF$2&$B70)<>\"\",INDIRECT(\"Measures!\"&AF$2&$B70),\"\"),\"\")","v":""},{"$f":"IF($B70<>\"\",IF(INDIRECT(\"Measures!\"&AG$2&$B70)<>\"\",INDIRECT(\"Measures!\"&AG$2&$B70),\"\"),\"\")","v":""},{"$f":"IF($B70<>\"\",IF(INDIRECT(\"Measures!\"&AH$2&$B70)<>\"\",INDIRECT(\"Measures!\"&AH$2&$B70),\"\"),\"\")","v":""},{"$f":"INDEX('Measure Descriptions'!$A$10:$A$46,MATCH(Map_Elec_Fin[[#This Row],[Measure]],'Measure Descriptions'!$B$10:$B$46,0))","v":""},{"$f":"IF($B70<>\"\",IF(VLOOKUP(Map_Elec_Fin[[#This Row],[Measure]],'Measure Descriptions'!$B$10:$H$46,AJ$2,FALSE)<>\"\",VLOOKUP(Map_Elec_Fin[[#This Row],[Measure]],'Measure Descriptions'!$B$10:$H$46,AJ$2,FALSE),\"\"),\"\")","v":""},{"$f":"IF($B70<>\"\",IF(VLOOKUP(Map_Elec_Fin[[#This Row],[Measure]],'Measure Descriptions'!$B$10:$H$46,AK$2,FALSE)<>\"\",VLOOKUP(Map_Elec_Fin[[#This Row],[Measure]],'Measure Descriptions'!$B$10:$H$46,AK$2,FALSE),\"\"),\"\")","v":""},{"$f":"IF($B70<>\"\",IF(VLOOKUP(Map_Elec_Fin[[#This Row],[Measure]],'Measure Descriptions'!$B$10:$H$46,AL$2,FALSE)<>\"\",VLOOKUP(Map_Elec_Fin[[#This Row],[Measure]],'Measure Descriptions'!$B$10:$H$46,AL$2,FALSE),\"\"),\"\")","v":""},{"$f":"IF($B70<>\"\",IF(VLOOKUP(Map_Elec_Fin[[#This Row],[Measure]],'Measure Descriptions'!$B$10:$H$46,AM$2,FALSE)<>\"\",VLOOKUP(Map_Elec_Fin[[#This Row],[Measure]],'Measure Descriptions'!$B$10:$H$46,AM$2,FALSE),\"\"),\"\")","v":""},{"$f":"IF($B70<>\"\",IF(VLOOKUP(Map_Elec_Fin[[#This Row],[Measure]],'Measure Descriptions'!$B$10:$H$46,AN$2,FALSE)<>\"\",VLOOKUP(Map_Elec_Fin[[#This Row],[Measure]],'Measure Descriptions'!$B$10:$H$46,AN$2,FALSE),\"\"),\"\")","v":""},{"$f":"IF($B70<>\"\",IF(VLOOKUP(Map_Elec_Fin[[#This Row],[Measure]],'Measure Descriptions'!$B$10:$H$46,AO$2,FALSE)<>\"\",VLOOKUP(Map_Elec_Fin[[#This Row],[Measure]],'Measure Descriptions'!$B$10:$H$46,AO$2,FALSE),\"\"),\"\")","v":""},{"$f":"IF($B70<>\"\",IF(INDIRECT(\"Measures!\"&AP$2&$B70)<>\"\",INDIRECT(\"Measures!\"&AP$2&$B70),\"\"),\"\")","v":""},null,null,null,null,null,null,null,null,null,null,null,"","",{"$f":"IF($BA70<>\"\",IF(INDIRECT(\"Measures!\"&BD$2&$BA70)<>\"\",INDIRECT(\"Measures!\"&BD$2&$BA70),\"\"),\"\")","v":""},{"$f":"IF($BA70<>\"\",IF(INDIRECT(\"Measures!\"&BE$2&$BA70)<>\"\",INDIRECT(\"Measures!\"&BE$2&$BA70),\"\"),\"\")","v":""},{"$f":"IF($BA70<>\"\",IF(INDIRECT(\"Measures!\"&BF$2&$BA70)<>\"\",INDIRECT(\"Measures!\"&BF$2&$BA70),\"\"),\"\")","v":""},{"$f":"IF($BA70<>\"\",IF(INDIRECT(\"Measures!\"&BG$2&$BA70)<>\"\",INDIRECT(\"Measures!\"&BG$2&$BA70),\"\"),\"\")","v":""},{"$f":"IF($BA70<>\"\",IF(INDIRECT(\"Measures!\"&BH$2&$BA70)<>\"\",INDIRECT(\"Measures!\"&BH$2&$BA70),\"\"),\"\")","v":""},{"$f":"IF($BA70<>\"\",IF(INDIRECT(\"Measures!\"&BI$2&$BA70)<>\"\",INDIRECT(\"Measures!\"&BI$2&$BA70),\"\"),\"\")","v":""},{"$f":"IF($BA70<>\"\",IF(INDIRECT(\"Measures!\"&BJ$2&$BA70)<>\"\",INDIRECT(\"Measures!\"&BJ$2&$BA70),\"\"),\"\")","v":""},{"$f":"IF($BA70<>\"\",IF(INDIRECT(\"Measures!\"&BK$2&$BA70)<>\"\",INDIRECT(\"Measures!\"&BK$2&$BA70),\"\"),\"\")","v":""},{"$f":"IF($BA70<>\"\",IF(INDIRECT(\"Measures!\"&BL$2&$BA70)<>\"\",INDIRECT(\"Measures!\"&BL$2&$BA70),\"\"),\"\")","v":""},{"$f":"IF($BA70<>\"\",IF(INDIRECT(\"Measures!\"&BM$2&$BA70)<>\"\",INDIRECT(\"Measures!\"&BM$2&$BA70),\"\"),\"\")","v":""},{"$f":"IF($BA70<>\"\",IF(INDIRECT(\"Measures!\"&BN$2&$BA70)<>\"\",INDIRECT(\"Measures!\"&BN$2&$BA70),\"\"),\"\")","v":""},{"$f":"IF($BA70<>\"\",IF(INDIRECT(\"Measures!\"&BO$2&$BA70)<>\"\",INDIRECT(\"Measures!\"&BO$2&$BA70),\"\"),\"\")","v":""},{"$f":"IF($BA70<>\"\",IF(INDIRECT(\"Measures!\"&BP$2&$BA70)<>\"\",INDIRECT(\"Measures!\"&BP$2&$BA70),\"\"),\"\")","v":""},{"$f":"IF($BA70<>\"\",IF(INDIRECT(\"Measures!\"&BQ$2&$BA70)<>\"\",INDIRECT(\"Measures!\"&BQ$2&$BA70),\"\"),\"\")","v":""},{"$f":"IF($BA70<>\"\",IF(INDIRECT(\"Measures!\"&BR$2&$BA70)<>\"\",INDIRECT(\"Measures!\"&BR$2&$BA70),\"\"),\"\")","v":""},{"$f":"IF($BA70<>\"\",IF(INDIRECT(\"Measures!\"&BS$2&$BA70)<>\"\",INDIRECT(\"Measures!\"&BS$2&$BA70),\"\"),\"\")","v":""},{"$f":"IF($BA70<>\"\",IF(INDIRECT(\"Measures!\"&BT$2&$BA70)<>\"\",INDIRECT(\"Measures!\"&BT$2&$BA70),\"\"),\"\")","v":""},{"$f":"IF($BA70<>\"\",IF(INDIRECT(\"Measures!\"&BU$2&$BA70)<>\"\",INDIRECT(\"Measures!\"&BU$2&$BA70),\"\"),\"\")","v":""},{"$f":"IF($BA70<>\"\",IF(INDIRECT(\"Measures!\"&BV$2&$BA70)<>\"\",INDIRECT(\"Measures!\"&BV$2&$BA70),\"\"),\"\")","v":""},{"$f":"IF($BA70<>\"\",IF(INDIRECT(\"Measures!\"&BW$2&$BA70)<>\"\",INDIRECT(\"Measures!\"&BW$2&$BA70),\"\"),\"\")","v":""},{"$f":"IF($BA70<>\"\",IF(INDIRECT(\"Measures!\"&BX$2&$BA70)<>\"\",INDIRECT(\"Measures!\"&BX$2&$BA70),\"\"),\"\")","v":""},{"$f":"IF($BA70<>\"\",IF(INDIRECT(\"Measures!\"&BY$2&$BA70)<>\"\",INDIRECT(\"Measures!\"&BY$2&$BA70),\"\"),\"\")","v":""},{"$f":"IF($BA70<>\"\",IF(INDIRECT(\"Measures!\"&BZ$2&$BA70)<>\"\",INDIRECT(\"Measures!\"&BZ$2&$BA70),\"\"),\"\")","v":""},{"$f":"IF($BA70<>\"\",IF(INDIRECT(\"Measures!\"&CA$2&$BA70)<>\"\",INDIRECT(\"Measures!\"&CA$2&$BA70),\"\"),\"\")","v":""},{"$f":"IF($BA70<>\"\",IF(INDIRECT(\"Measures!\"&CB$2&$BA70)<>\"\",INDIRECT(\"Measures!\"&CB$2&$BA70),\"\"),\"\")","v":""},{"$f":"IF($BA70<>\"\",IF(INDIRECT(\"Measures!\"&CC$2&$BA70)<>\"\",INDIRECT(\"Measures!\"&CC$2&$BA70),\"\"),\"\")","v":""},{"$f":"IF($BA70<>\"\",IF(INDIRECT(\"Measures!\"&CD$2&$BA70)<>\"\",INDIRECT(\"Measures!\"&CD$2&$BA70),\"\"),\"\")","v":""},{"$f":"IF($BA70<>\"\",IF(INDIRECT(\"Measures!\"&CE$2&$BA70)<>\"\",INDIRECT(\"Measures!\"&CE$2&$BA70),\"\"),\"\")","v":""},{"$f":"IF($BA70<>\"\",IF(INDIRECT(\"Measures!\"&CF$2&$BA70)<>\"\",INDIRECT(\"Measures!\"&CF$2&$BA70),\"\"),\"\")","v":""},{"$f":"IF($BA70<>\"\",IF(INDIRECT(\"Measures!\"&CG$2&$BA70)<>\"\",INDIRECT(\"Measures!\"&CG$2&$BA70),\"\"),\"\")","v":""},{"$f":"INDEX('Measure Descriptions'!$A$10:$A$46,MATCH(Map_Gas_Fin[[#This Row],[Measure]],'Measure Descriptions'!$B$10:$B$46,0))","v":""},{"$f":"IF($BA70<>\"\",IF(VLOOKUP(Map_Gas_Fin[[#This Row],[Measure]],'Measure Descriptions'!$B$10:$H$46,CI$2,FALSE)<>\"\",VLOOKUP(Map_Gas_Fin[[#This Row],[Measure]],'Measure Descriptions'!$B$10:$H$46,CI$2,FALSE),\"\"),\"\")","v":""},{"$f":"IF($BA70<>\"\",IF(VLOOKUP(Map_Gas_Fin[[#This Row],[Measure]],'Measure Descriptions'!$B$10:$H$46,CJ$2,FALSE)<>\"\",VLOOKUP(Map_Gas_Fin[[#This Row],[Measure]],'Measure Descriptions'!$B$10:$H$46,CJ$2,FALSE),\"\"),\"\")","v":""},{"$f":"IF($BA70<>\"\",IF(VLOOKUP(Map_Gas_Fin[[#This Row],[Measure]],'Measure Descriptions'!$B$10:$H$46,CK$2,FALSE)<>\"\",VLOOKUP(Map_Gas_Fin[[#This Row],[Measure]],'Measure Descriptions'!$B$10:$H$46,CK$2,FALSE),\"\"),\"\")","v":""},{"$f":"IF($BA70<>\"\",IF(VLOOKUP(Map_Gas_Fin[[#This Row],[Measure]],'Measure Descriptions'!$B$10:$H$46,CL$2,FALSE)<>\"\",VLOOKUP(Map_Gas_Fin[[#This Row],[Measure]],'Measure Descriptions'!$B$10:$H$46,CL$2,FALSE),\"\"),\"\")","v":""},{"$f":"IF($BA70<>\"\",IF(VLOOKUP(Map_Gas_Fin[[#This Row],[Measure]],'Measure Descriptions'!$B$10:$H$46,CM$2,FALSE)<>\"\",VLOOKUP(Map_Gas_Fin[[#This Row],[Measure]],'Measure Descriptions'!$B$10:$H$46,CM$2,FALSE),\"\"),\"\")","v":""},{"$f":"IF($BA70<>\"\",IF(VLOOKUP(Map_Gas_Fin[[#This Row],[Measure]],'Measure Descriptions'!$B$10:$H$46,CN$2,FALSE)<>\"\",VLOOKUP(Map_Gas_Fin[[#This Row],[Measure]],'Measure Descriptions'!$B$10:$H$46,CN$2,FALSE),\"\"),\"\")","v":""},{"$f":"IF($BA70<>\"\",IF(INDIRECT(\"Measures!\"&CO$2&$BA70)<>\"\",INDIRECT(\"Measures!\"&CO$2&$BA70),\"\"),\"\")","v":""}]
[null,null,"","",{"$f":"IF($B71<>\"\",IF(INDIRECT(\"Measures!\"&E$2&$B71)<>\"\",INDIRECT(\"Measures!\"&E$2&$B71),\"\"),\"\")","v":""},{"$f":"IF($B71<>\"\",IF(INDIRECT(\"Measures!\"&F$2&$B71)<>\"\",INDIRECT(\"Measures!\"&F$2&$B71),\"\"),\"\")","v":""},{"$f":"IF($B71<>\"\",IF(INDIRECT(\"Measures!\"&G$2&$B71)<>\"\",INDIRECT(\"Measures!\"&G$2&$B71),\"\"),\"\")","v":""},{"$f":"IF($B71<>\"\",IF(INDIRECT(\"Measures!\"&H$2&$B71)<>\"\",INDIRECT(\"Measures!\"&H$2&$B71),\"\"),\"\")","v":""},{"$f":"IF($B71<>\"\",IF(INDIRECT(\"Measures!\"&I$2&$B71)<>\"\",INDIRECT(\"Measures!\"&I$2&$B71),\"\"),\"\")","v":""},{"$f":"IF($B71<>\"\",IF(INDIRECT(\"Measures!\"&J$2&$B71)<>\"\",INDIRECT(\"Measures!\"&J$2&$B71),\"\"),\"\")","v":""},{"$f":"IF($B71<>\"\",IF(INDIRECT(\"Measures!\"&K$2&$B71)<>\"\",INDIRECT(\"Measures!\"&K$2&$B71),\"\"),\"\")","v":""},{"$f":"IF($B71<>\"\",IF(INDIRECT(\"Measures!\"&L$2&$B71)<>\"\",INDIRECT(\"Measures!\"&L$2&$B71),\"\"),\"\")","v":""},{"$f":"IF($B71<>\"\",IF(INDIRECT(\"Measures!\"&M$2&$B71)<>\"\",INDIRECT(\"Measures!\"&M$2&$B71),\"\"),\"\")","v":""},{"$f":"IF($B71<>\"\",IF(INDIRECT(\"Measures!\"&N$2&$B71)<>\"\",INDIRECT(\"Measures!\"&N$2&$B71),\"\"),\"\")","v":""},{"$f":"IF($B71<>\"\",IF(INDIRECT(\"Measures!\"&O$2&$B71)<>\"\",INDIRECT(\"Measures!\"&O$2&$B71),\"\"),\"\")","v":""},{"$f":"IF($B71<>\"\",IF(INDIRECT(\"Measures!\"&P$2&$B71)<>\"\",INDIRECT(\"Measures!\"&P$2&$B71),\"\"),\"\")","v":""},{"$f":"IF($B71<>\"\",IF(INDIRECT(\"Measures!\"&Q$2&$B71)<>\"\",INDIRECT(\"Measures!\"&Q$2&$B71),\"\"),\"\")","v":""},{"$f":"IF($B71<>\"\",IF(INDIRECT(\"Measures!\"&R$2&$B71)<>\"\",INDIRECT(\"Measures!\"&R$2&$B71),\"\"),\"\")","v":""},{"$f":"IF($B71<>\"\",IF(INDIRECT(\"Measures!\"&S$2&$B71)<>\"\",INDIRECT(\"Measures!\"&S$2&$B71),\"\"),\"\")","v":""},{"$f":"IF($B71<>\"\",IF(INDIRECT(\"Measures!\"&T$2&$B71)<>\"\",INDIRECT(\"Measures!\"&T$2&$B71),\"\"),\"\")","v":""},{"$f":"IF($B71<>\"\",IF(INDIRECT(\"Measures!\"&U$2&$B71)<>\"\",INDIRECT(\"Measures!\"&U$2&$B71),\"\"),\"\")","v":""},{"$f":"IF($B71<>\"\",IF(INDIRECT(\"Measures!\"&V$2&$B71)<>\"\",INDIRECT(\"Measures!\"&V$2&$B71),\"\"),\"\")","v":""},{"$f":"IF($B71<>\"\",IF(INDIRECT(\"Measures!\"&W$2&$B71)<>\"\",INDIRECT(\"Measures!\"&W$2&$B71),\"\"),\"\")","v":""},{"$f":"IF($B71<>\"\",IF(INDIRECT(\"Measures!\"&X$2&$B71)<>\"\",INDIRECT(\"Measures!\"&X$2&$B71),\"\"),\"\")","v":""},{"$f":"IF($B71<>\"\",IF(INDIRECT(\"Measures!\"&Y$2&$B71)<>\"\",INDIRECT(\"Measures!\"&Y$2&$B71),\"\"),\"\")","v":""},{"$f":"IF($B71<>\"\",IF(INDIRECT(\"Measures!\"&Z$2&$B71)<>\"\",INDIRECT(\"Measures!\"&Z$2&$B71),\"\"),\"\")","v":""},{"$f":"IF($B71<>\"\",IF(INDIRECT(\"Measures!\"&AA$2&$B71)<>\"\",INDIRECT(\"Measures!\"&AA$2&$B71),\"\"),\"\")","v":""},{"$f":"IF($B71<>\"\",IF(INDIRECT(\"Measures!\"&AB$2&$B71)<>\"\",INDIRECT(\"Measures!\"&AB$2&$B71),\"\"),\"\")","v":""},{"$f":"IF($B71<>\"\",IF(INDIRECT(\"Measures!\"&AC$2&$B71)<>\"\",INDIRECT(\"Measures!\"&AC$2&$B71),\"\"),\"\")","v":""},{"$f":"IF($B71<>\"\",IF(INDIRECT(\"Measures!\"&AD$2&$B71)<>\"\",INDIRECT(\"Measures!\"&AD$2&$B71),\"\"),\"\")","v":""},{"$f":"IF($B71<>\"\",IF(INDIRECT(\"Measures!\"&AE$2&$B71)<>\"\",INDIRECT(\"Measures!\"&AE$2&$B71),\"\"),\"\")","v":""},{"$f":"IF($B71<>\"\",IF(INDIRECT(\"Measures!\"&AF$2&$B71)<>\"\",INDIRECT(\"Measures!\"&AF$2&$B71),\"\"),\"\")","v":""},{"$f":"IF($B71<>\"\",IF(INDIRECT(\"Measures!\"&AG$2&$B71)<>\"\",INDIRECT(\"Measures!\"&AG$2&$B71),\"\"),\"\")","v":""},{"$f":"IF($B71<>\"\",IF(INDIRECT(\"Measures!\"&AH$2&$B71)<>\"\",INDIRECT(\"Measures!\"&AH$2&$B71),\"\"),\"\")","v":""},{"$f":"INDEX('Measure Descriptions'!$A$10:$A$46,MATCH(Map_Elec_Fin[[#This Row],[Measure]],'Measure Descriptions'!$B$10:$B$46,0))","v":""},{"$f":"IF($B71<>\"\",IF(VLOOKUP(Map_Elec_Fin[[#This Row],[Measure]],'Measure Descriptions'!$B$10:$H$46,AJ$2,FALSE)<>\"\",VLOOKUP(Map_Elec_Fin[[#This Row],[Measure]],'Measure Descriptions'!$B$10:$H$46,AJ$2,FALSE),\"\"),\"\")","v":""},{"$f":"IF($B71<>\"\",IF(VLOOKUP(Map_Elec_Fin[[#This Row],[Measure]],'Measure Descriptions'!$B$10:$H$46,AK$2,FALSE)<>\"\",VLOOKUP(Map_Elec_Fin[[#This Row],[Measure]],'Measure Descriptions'!$B$10:$H$46,AK$2,FALSE),\"\"),\"\")","v":""},{"$f":"IF($B71<>\"\",IF(VLOOKUP(Map_Elec_Fin[[#This Row],[Measure]],'Measure Descriptions'!$B$10:$H$46,AL$2,FALSE)<>\"\",VLOOKUP(Map_Elec_Fin[[#This Row],[Measure]],'Measure Descriptions'!$B$10:$H$46,AL$2,FALSE),\"\"),\"\")","v":""},{"$f":"IF($B71<>\"\",IF(VLOOKUP(Map_Elec_Fin[[#This Row],[Measure]],'Measure Descriptions'!$B$10:$H$46,AM$2,FALSE)<>\"\",VLOOKUP(Map_Elec_Fin[[#This Row],[Measure]],'Measure Descriptions'!$B$10:$H$46,AM$2,FALSE),\"\"),\"\")","v":""},{"$f":"IF($B71<>\"\",IF(VLOOKUP(Map_Elec_Fin[[#This Row],[Measure]],'Measure Descriptions'!$B$10:$H$46,AN$2,FALSE)<>\"\",VLOOKUP(Map_Elec_Fin[[#This Row],[Measure]],'Measure Descriptions'!$B$10:$H$46,AN$2,FALSE),\"\"),\"\")","v":""},{"$f":"IF($B71<>\"\",IF(VLOOKUP(Map_Elec_Fin[[#This Row],[Measure]],'Measure Descriptions'!$B$10:$H$46,AO$2,FALSE)<>\"\",VLOOKUP(Map_Elec_Fin[[#This Row],[Measure]],'Measure Descriptions'!$B$10:$H$46,AO$2,FALSE),\"\"),\"\")","v":""},{"$f":"IF($B71<>\"\",IF(INDIRECT(\"Measures!\"&AP$2&$B71)<>\"\",INDIRECT(\"Measures!\"&AP$2&$B71),\"\"),\"\")","v":""},null,null,null,null,null,null,null,null,null,null,null,"","",{"$f":"IF($BA71<>\"\",IF(INDIRECT(\"Measures!\"&BD$2&$BA71)<>\"\",INDIRECT(\"Measures!\"&BD$2&$BA71),\"\"),\"\")","v":""},{"$f":"IF($BA71<>\"\",IF(INDIRECT(\"Measures!\"&BE$2&$BA71)<>\"\",INDIRECT(\"Measures!\"&BE$2&$BA71),\"\"),\"\")","v":""},{"$f":"IF($BA71<>\"\",IF(INDIRECT(\"Measures!\"&BF$2&$BA71)<>\"\",INDIRECT(\"Measures!\"&BF$2&$BA71),\"\"),\"\")","v":""},{"$f":"IF($BA71<>\"\",IF(INDIRECT(\"Measures!\"&BG$2&$BA71)<>\"\",INDIRECT(\"Measures!\"&BG$2&$BA71),\"\"),\"\")","v":""},{"$f":"IF($BA71<>\"\",IF(INDIRECT(\"Measures!\"&BH$2&$BA71)<>\"\",INDIRECT(\"Measures!\"&BH$2&$BA71),\"\"),\"\")","v":""},{"$f":"IF($BA71<>\"\",IF(INDIRECT(\"Measures!\"&BI$2&$BA71)<>\"\",INDIRECT(\"Measures!\"&BI$2&$BA71),\"\"),\"\")","v":""},{"$f":"IF($BA71<>\"\",IF(INDIRECT(\"Measures!\"&BJ$2&$BA71)<>\"\",INDIRECT(\"Measures!\"&BJ$2&$BA71),\"\"),\"\")","v":""},{"$f":"IF($BA71<>\"\",IF(INDIRECT(\"Measures!\"&BK$2&$BA71)<>\"\",INDIRECT(\"Measures!\"&BK$2&$BA71),\"\"),\"\")","v":""},{"$f":"IF($BA71<>\"\",IF(INDIRECT(\"Measures!\"&BL$2&$BA71)<>\"\",INDIRECT(\"Measures!\"&BL$2&$BA71),\"\"),\"\")","v":""},{"$f":"IF($BA71<>\"\",IF(INDIRECT(\"Measures!\"&BM$2&$BA71)<>\"\",INDIRECT(\"Measures!\"&BM$2&$BA71),\"\"),\"\")","v":""},{"$f":"IF($BA71<>\"\",IF(INDIRECT(\"Measures!\"&BN$2&$BA71)<>\"\",INDIRECT(\"Measures!\"&BN$2&$BA71),\"\"),\"\")","v":""},{"$f":"IF($BA71<>\"\",IF(INDIRECT(\"Measures!\"&BO$2&$BA71)<>\"\",INDIRECT(\"Measures!\"&BO$2&$BA71),\"\"),\"\")","v":""},{"$f":"IF($BA71<>\"\",IF(INDIRECT(\"Measures!\"&BP$2&$BA71)<>\"\",INDIRECT(\"Measures!\"&BP$2&$BA71),\"\"),\"\")","v":""},{"$f":"IF($BA71<>\"\",IF(INDIRECT(\"Measures!\"&BQ$2&$BA71)<>\"\",INDIRECT(\"Measures!\"&BQ$2&$BA71),\"\"),\"\")","v":""},{"$f":"IF($BA71<>\"\",IF(INDIRECT(\"Measures!\"&BR$2&$BA71)<>\"\",INDIRECT(\"Measures!\"&BR$2&$BA71),\"\"),\"\")","v":""},{"$f":"IF($BA71<>\"\",IF(INDIRECT(\"Measures!\"&BS$2&$BA71)<>\"\",INDIRECT(\"Measures!\"&BS$2&$BA71),\"\"),\"\")","v":""},{"$f":"IF($BA71<>\"\",IF(INDIRECT(\"Measures!\"&BT$2&$BA71)<>\"\",INDIRECT(\"Measures!\"&BT$2&$BA71),\"\"),\"\")","v":""},{"$f":"IF($BA71<>\"\",IF(INDIRECT(\"Measures!\"&BU$2&$BA71)<>\"\",INDIRECT(\"Measures!\"&BU$2&$BA71),\"\"),\"\")","v":""},{"$f":"IF($BA71<>\"\",IF(INDIRECT(\"Measures!\"&BV$2&$BA71)<>\"\",INDIRECT(\"Measures!\"&BV$2&$BA71),\"\"),\"\")","v":""},{"$f":"IF($BA71<>\"\",IF(INDIRECT(\"Measures!\"&BW$2&$BA71)<>\"\",INDIRECT(\"Measures!\"&BW$2&$BA71),\"\"),\"\")","v":""},{"$f":"IF($BA71<>\"\",IF(INDIRECT(\"Measures!\"&BX$2&$BA71)<>\"\",INDIRECT(\"Measures!\"&BX$2&$BA71),\"\"),\"\")","v":""},{"$f":"IF($BA71<>\"\",IF(INDIRECT(\"Measures!\"&BY$2&$BA71)<>\"\",INDIRECT(\"Measures!\"&BY$2&$BA71),\"\"),\"\")","v":""},{"$f":"IF($BA71<>\"\",IF(INDIRECT(\"Measures!\"&BZ$2&$BA71)<>\"\",INDIRECT(\"Measures!\"&BZ$2&$BA71),\"\"),\"\")","v":""},{"$f":"IF($BA71<>\"\",IF(INDIRECT(\"Measures!\"&CA$2&$BA71)<>\"\",INDIRECT(\"Measures!\"&CA$2&$BA71),\"\"),\"\")","v":""},{"$f":"IF($BA71<>\"\",IF(INDIRECT(\"Measures!\"&CB$2&$BA71)<>\"\",INDIRECT(\"Measures!\"&CB$2&$BA71),\"\"),\"\")","v":""},{"$f":"IF($BA71<>\"\",IF(INDIRECT(\"Measures!\"&CC$2&$BA71)<>\"\",INDIRECT(\"Measures!\"&CC$2&$BA71),\"\"),\"\")","v":""},{"$f":"IF($BA71<>\"\",IF(INDIRECT(\"Measures!\"&CD$2&$BA71)<>\"\",INDIRECT(\"Measures!\"&CD$2&$BA71),\"\"),\"\")","v":""},{"$f":"IF($BA71<>\"\",IF(INDIRECT(\"Measures!\"&CE$2&$BA71)<>\"\",INDIRECT(\"Measures!\"&CE$2&$BA71),\"\"),\"\")","v":""},{"$f":"IF($BA71<>\"\",IF(INDIRECT(\"Measures!\"&CF$2&$BA71)<>\"\",INDIRECT(\"Measures!\"&CF$2&$BA71),\"\"),\"\")","v":""},{"$f":"IF($BA71<>\"\",IF(INDIRECT(\"Measures!\"&CG$2&$BA71)<>\"\",INDIRECT(\"Measures!\"&CG$2&$BA71),\"\"),\"\")","v":""},{"$f":"INDEX('Measure Descriptions'!$A$10:$A$46,MATCH(Map_Gas_Fin[[#This Row],[Measure]],'Measure Descriptions'!$B$10:$B$46,0))","v":""},{"$f":"IF($BA71<>\"\",IF(VLOOKUP(Map_Gas_Fin[[#This Row],[Measure]],'Measure Descriptions'!$B$10:$H$46,CI$2,FALSE)<>\"\",VLOOKUP(Map_Gas_Fin[[#This Row],[Measure]],'Measure Descriptions'!$B$10:$H$46,CI$2,FALSE),\"\"),\"\")","v":""},{"$f":"IF($BA71<>\"\",IF(VLOOKUP(Map_Gas_Fin[[#This Row],[Measure]],'Measure Descriptions'!$B$10:$H$46,CJ$2,FALSE)<>\"\",VLOOKUP(Map_Gas_Fin[[#This Row],[Measure]],'Measure Descriptions'!$B$10:$H$46,CJ$2,FALSE),\"\"),\"\")","v":""},{"$f":"IF($BA71<>\"\",IF(VLOOKUP(Map_Gas_Fin[[#This Row],[Measure]],'Measure Descriptions'!$B$10:$H$46,CK$2,FALSE)<>\"\",VLOOKUP(Map_Gas_Fin[[#This Row],[Measure]],'Measure Descriptions'!$B$10:$H$46,CK$2,FALSE),\"\"),\"\")","v":""},{"$f":"IF($BA71<>\"\",IF(VLOOKUP(Map_Gas_Fin[[#This Row],[Measure]],'Measure Descriptions'!$B$10:$H$46,CL$2,FALSE)<>\"\",VLOOKUP(Map_Gas_Fin[[#This Row],[Measure]],'Measure Descriptions'!$B$10:$H$46,CL$2,FALSE),\"\"),\"\")","v":""},{"$f":"IF($BA71<>\"\",IF(VLOOKUP(Map_Gas_Fin[[#This Row],[Measure]],'Measure Descriptions'!$B$10:$H$46,CM$2,FALSE)<>\"\",VLOOKUP(Map_Gas_Fin[[#This Row],[Measure]],'Measure Descriptions'!$B$10:$H$46,CM$2,FALSE),\"\"),\"\")","v":""},{"$f":"IF($BA71<>\"\",IF(VLOOKUP(Map_Gas_Fin[[#This Row],[Measure]],'Measure Descriptions'!$B$10:$H$46,CN$2,FALSE)<>\"\",VLOOKUP(Map_Gas_Fin[[#This Row],[Measure]],'Measure Descriptions'!$B$10:$H$46,CN$2,FALSE),\"\"),\"\")","v":""},{"$f":"IF($BA71<>\"\",IF(INDIRECT(\"Measures!\"&CO$2&$BA71)<>\"\",INDIRECT(\"Measures!\"&CO$2&$BA71),\"\"),\"\")","v":""}]
[null,null,"","",{"$f":"IF($B72<>\"\",IF(INDIRECT(\"Measures!\"&E$2&$B72)<>\"\",INDIRECT(\"Measures!\"&E$2&$B72),\"\"),\"\")","v":""},{"$f":"IF($B72<>\"\",IF(INDIRECT(\"Measures!\"&F$2&$B72)<>\"\",INDIRECT(\"Measures!\"&F$2&$B72),\"\"),\"\")","v":""},{"$f":"IF($B72<>\"\",IF(INDIRECT(\"Measures!\"&G$2&$B72)<>\"\",INDIRECT(\"Measures!\"&G$2&$B72),\"\"),\"\")","v":""},{"$f":"IF($B72<>\"\",IF(INDIRECT(\"Measures!\"&H$2&$B72)<>\"\",INDIRECT(\"Measures!\"&H$2&$B72),\"\"),\"\")","v":""},{"$f":"IF($B72<>\"\",IF(INDIRECT(\"Measures!\"&I$2&$B72)<>\"\",INDIRECT(\"Measures!\"&I$2&$B72),\"\"),\"\")","v":""},{"$f":"IF($B72<>\"\",IF(INDIRECT(\"Measures!\"&J$2&$B72)<>\"\",INDIRECT(\"Measures!\"&J$2&$B72),\"\"),\"\")","v":""},{"$f":"IF($B72<>\"\",IF(INDIRECT(\"Measures!\"&K$2&$B72)<>\"\",INDIRECT(\"Measures!\"&K$2&$B72),\"\"),\"\")","v":""},{"$f":"IF($B72<>\"\",IF(INDIRECT(\"Measures!\"&L$2&$B72)<>\"\",INDIRECT(\"Measures!\"&L$2&$B72),\"\"),\"\")","v":""},{"$f":"IF($B72<>\"\",IF(INDIRECT(\"Measures!\"&M$2&$B72)<>\"\",INDIRECT(\"Measures!\"&M$2&$B72),\"\"),\"\")","v":""},{"$f":"IF($B72<>\"\",IF(INDIRECT(\"Measures!\"&N$2&$B72)<>\"\",INDIRECT(\"Measures!\"&N$2&$B72),\"\"),\"\")","v":""},{"$f":"IF($B72<>\"\",IF(INDIRECT(\"Measures!\"&O$2&$B72)<>\"\",INDIRECT(\"Measures!\"&O$2&$B72),\"\"),\"\")","v":""},{"$f":"IF($B72<>\"\",IF(INDIRECT(\"Measures!\"&P$2&$B72)<>\"\",INDIRECT(\"Measures!\"&P$2&$B72),\"\"),\"\")","v":""},{"$f":"IF($B72<>\"\",IF(INDIRECT(\"Measures!\"&Q$2&$B72)<>\"\",INDIRECT(\"Measures!\"&Q$2&$B72),\"\"),\"\")","v":""},{"$f":"IF($B72<>\"\",IF(INDIRECT(\"Measures!\"&R$2&$B72)<>\"\",INDIRECT(\"Measures!\"&R$2&$B72),\"\"),\"\")","v":""},{"$f":"IF($B72<>\"\",IF(INDIRECT(\"Measures!\"&S$2&$B72)<>\"\",INDIRECT(\"Measures!\"&S$2&$B72),\"\"),\"\")","v":""},{"$f":"IF($B72<>\"\",IF(INDIRECT(\"Measures!\"&T$2&$B72)<>\"\",INDIRECT(\"Measures!\"&T$2&$B72),\"\"),\"\")","v":""},{"$f":"IF($B72<>\"\",IF(INDIRECT(\"Measures!\"&U$2&$B72)<>\"\",INDIRECT(\"Measures!\"&U$2&$B72),\"\"),\"\")","v":""},{"$f":"IF($B72<>\"\",IF(INDIRECT(\"Measures!\"&V$2&$B72)<>\"\",INDIRECT(\"Measures!\"&V$2&$B72),\"\"),\"\")","v":""},{"$f":"IF($B72<>\"\",IF(INDIRECT(\"Measures!\"&W$2&$B72)<>\"\",INDIRECT(\"Measures!\"&W$2&$B72),\"\"),\"\")","v":""},{"$f":"IF($B72<>\"\",IF(INDIRECT(\"Measures!\"&X$2&$B72)<>\"\",INDIRECT(\"Measures!\"&X$2&$B72),\"\"),\"\")","v":""},{"$f":"IF($B72<>\"\",IF(INDIRECT(\"Measures!\"&Y$2&$B72)<>\"\",INDIRECT(\"Measures!\"&Y$2&$B72),\"\"),\"\")","v":""},{"$f":"IF($B72<>\"\",IF(INDIRECT(\"Measures!\"&Z$2&$B72)<>\"\",INDIRECT(\"Measures!\"&Z$2&$B72),\"\"),\"\")","v":""},{"$f":"IF($B72<>\"\",IF(INDIRECT(\"Measures!\"&AA$2&$B72)<>\"\",INDIRECT(\"Measures!\"&AA$2&$B72),\"\"),\"\")","v":""},{"$f":"IF($B72<>\"\",IF(INDIRECT(\"Measures!\"&AB$2&$B72)<>\"\",INDIRECT(\"Measures!\"&AB$2&$B72),\"\"),\"\")","v":""},{"$f":"IF($B72<>\"\",IF(INDIRECT(\"Measures!\"&AC$2&$B72)<>\"\",INDIRECT(\"Measures!\"&AC$2&$B72),\"\"),\"\")","v":""},{"$f":"IF($B72<>\"\",IF(INDIRECT(\"Measures!\"&AD$2&$B72)<>\"\",INDIRECT(\"Measures!\"&AD$2&$B72),\"\"),\"\")","v":""},{"$f":"IF($B72<>\"\",IF(INDIRECT(\"Measures!\"&AE$2&$B72)<>\"\",INDIRECT(\"Measures!\"&AE$2&$B72),\"\"),\"\")","v":""},{"$f":"IF($B72<>\"\",IF(INDIRECT(\"Measures!\"&AF$2&$B72)<>\"\",INDIRECT(\"Measures!\"&AF$2&$B72),\"\"),\"\")","v":""},{"$f":"IF($B72<>\"\",IF(INDIRECT(\"Measures!\"&AG$2&$B72)<>\"\",INDIRECT(\"Measures!\"&AG$2&$B72),\"\"),\"\")","v":""},{"$f":"IF($B72<>\"\",IF(INDIRECT(\"Measures!\"&AH$2&$B72)<>\"\",INDIRECT(\"Measures!\"&AH$2&$B72),\"\"),\"\")","v":""},{"$f":"INDEX('Measure Descriptions'!$A$10:$A$46,MATCH(Map_Elec_Fin[[#This Row],[Measure]],'Measure Descriptions'!$B$10:$B$46,0))","v":""},{"$f":"IF($B72<>\"\",IF(VLOOKUP(Map_Elec_Fin[[#This Row],[Measure]],'Measure Descriptions'!$B$10:$H$46,AJ$2,FALSE)<>\"\",VLOOKUP(Map_Elec_Fin[[#This Row],[Measure]],'Measure Descriptions'!$B$10:$H$46,AJ$2,FALSE),\"\"),\"\")","v":""},{"$f":"IF($B72<>\"\",IF(VLOOKUP(Map_Elec_Fin[[#This Row],[Measure]],'Measure Descriptions'!$B$10:$H$46,AK$2,FALSE)<>\"\",VLOOKUP(Map_Elec_Fin[[#This Row],[Measure]],'Measure Descriptions'!$B$10:$H$46,AK$2,FALSE),\"\"),\"\")","v":""},{"$f":"IF($B72<>\"\",IF(VLOOKUP(Map_Elec_Fin[[#This Row],[Measure]],'Measure Descriptions'!$B$10:$H$46,AL$2,FALSE)<>\"\",VLOOKUP(Map_Elec_Fin[[#This Row],[Measure]],'Measure Descriptions'!$B$10:$H$46,AL$2,FALSE),\"\"),\"\")","v":""},{"$f":"IF($B72<>\"\",IF(VLOOKUP(Map_Elec_Fin[[#This Row],[Measure]],'Measure Descriptions'!$B$10:$H$46,AM$2,FALSE)<>\"\",VLOOKUP(Map_Elec_Fin[[#This Row],[Measure]],'Measure Descriptions'!$B$10:$H$46,AM$2,FALSE),\"\"),\"\")","v":""},{"$f":"IF($B72<>\"\",IF(VLOOKUP(Map_Elec_Fin[[#This Row],[Measure]],'Measure Descriptions'!$B$10:$H$46,AN$2,FALSE)<>\"\",VLOOKUP(Map_Elec_Fin[[#This Row],[Measure]],'Measure Descriptions'!$B$10:$H$46,AN$2,FALSE),\"\"),\"\")","v":""},{"$f":"IF($B72<>\"\",IF(VLOOKUP(Map_Elec_Fin[[#This Row],[Measure]],'Measure Descriptions'!$B$10:$H$46,AO$2,FALSE)<>\"\",VLOOKUP(Map_Elec_Fin[[#This Row],[Measure]],'Measure Descriptions'!$B$10:$H$46,AO$2,FALSE),\"\"),\"\")","v":""},{"$f":"IF($B72<>\"\",IF(INDIRECT(\"Measures!\"&AP$2&$B72)<>\"\",INDIRECT(\"Measures!\"&AP$2&$B72),\"\"),\"\")","v":""},null,null,null,null,null,null,null,null,null,null,null,"","",{"$f":"IF($BA72<>\"\",IF(INDIRECT(\"Measures!\"&BD$2&$BA72)<>\"\",INDIRECT(\"Measures!\"&BD$2&$BA72),\"\"),\"\")","v":""},{"$f":"IF($BA72<>\"\",IF(INDIRECT(\"Measures!\"&BE$2&$BA72)<>\"\",INDIRECT(\"Measures!\"&BE$2&$BA72),\"\"),\"\")","v":""},{"$f":"IF($BA72<>\"\",IF(INDIRECT(\"Measures!\"&BF$2&$BA72)<>\"\",INDIRECT(\"Measures!\"&BF$2&$BA72),\"\"),\"\")","v":""},{"$f":"IF($BA72<>\"\",IF(INDIRECT(\"Measures!\"&BG$2&$BA72)<>\"\",INDIRECT(\"Measures!\"&BG$2&$BA72),\"\"),\"\")","v":""},{"$f":"IF($BA72<>\"\",IF(INDIRECT(\"Measures!\"&BH$2&$BA72)<>\"\",INDIRECT(\"Measures!\"&BH$2&$BA72),\"\"),\"\")","v":""},{"$f":"IF($BA72<>\"\",IF(INDIRECT(\"Measures!\"&BI$2&$BA72)<>\"\",INDIRECT(\"Measures!\"&BI$2&$BA72),\"\"),\"\")","v":""},{"$f":"IF($BA72<>\"\",IF(INDIRECT(\"Measures!\"&BJ$2&$BA72)<>\"\",INDIRECT(\"Measures!\"&BJ$2&$BA72),\"\"),\"\")","v":""},{"$f":"IF($BA72<>\"\",IF(INDIRECT(\"Measures!\"&BK$2&$BA72)<>\"\",INDIRECT(\"Measures!\"&BK$2&$BA72),\"\"),\"\")","v":""},{"$f":"IF($BA72<>\"\",IF(INDIRECT(\"Measures!\"&BL$2&$BA72)<>\"\",INDIRECT(\"Measures!\"&BL$2&$BA72),\"\"),\"\")","v":""},{"$f":"IF($BA72<>\"\",IF(INDIRECT(\"Measures!\"&BM$2&$BA72)<>\"\",INDIRECT(\"Measures!\"&BM$2&$BA72),\"\"),\"\")","v":""},{"$f":"IF($BA72<>\"\",IF(INDIRECT(\"Measures!\"&BN$2&$BA72)<>\"\",INDIRECT(\"Measures!\"&BN$2&$BA72),\"\"),\"\")","v":""},{"$f":"IF($BA72<>\"\",IF(INDIRECT(\"Measures!\"&BO$2&$BA72)<>\"\",INDIRECT(\"Measures!\"&BO$2&$BA72),\"\"),\"\")","v":""},{"$f":"IF($BA72<>\"\",IF(INDIRECT(\"Measures!\"&BP$2&$BA72)<>\"\",INDIRECT(\"Measures!\"&BP$2&$BA72),\"\"),\"\")","v":""},{"$f":"IF($BA72<>\"\",IF(INDIRECT(\"Measures!\"&BQ$2&$BA72)<>\"\",INDIRECT(\"Measures!\"&BQ$2&$BA72),\"\"),\"\")","v":""},{"$f":"IF($BA72<>\"\",IF(INDIRECT(\"Measures!\"&BR$2&$BA72)<>\"\",INDIRECT(\"Measures!\"&BR$2&$BA72),\"\"),\"\")","v":""},{"$f":"IF($BA72<>\"\",IF(INDIRECT(\"Measures!\"&BS$2&$BA72)<>\"\",INDIRECT(\"Measures!\"&BS$2&$BA72),\"\"),\"\")","v":""},{"$f":"IF($BA72<>\"\",IF(INDIRECT(\"Measures!\"&BT$2&$BA72)<>\"\",INDIRECT(\"Measures!\"&BT$2&$BA72),\"\"),\"\")","v":""},{"$f":"IF($BA72<>\"\",IF(INDIRECT(\"Measures!\"&BU$2&$BA72)<>\"\",INDIRECT(\"Measures!\"&BU$2&$BA72),\"\"),\"\")","v":""},{"$f":"IF($BA72<>\"\",IF(INDIRECT(\"Measures!\"&BV$2&$BA72)<>\"\",INDIRECT(\"Measures!\"&BV$2&$BA72),\"\"),\"\")","v":""},{"$f":"IF($BA72<>\"\",IF(INDIRECT(\"Measures!\"&BW$2&$BA72)<>\"\",INDIRECT(\"Measures!\"&BW$2&$BA72),\"\"),\"\")","v":""},{"$f":"IF($BA72<>\"\",IF(INDIRECT(\"Measures!\"&BX$2&$BA72)<>\"\",INDIRECT(\"Measures!\"&BX$2&$BA72),\"\"),\"\")","v":""},{"$f":"IF($BA72<>\"\",IF(INDIRECT(\"Measures!\"&BY$2&$BA72)<>\"\",INDIRECT(\"Measures!\"&BY$2&$BA72),\"\"),\"\")","v":""},{"$f":"IF($BA72<>\"\",IF(INDIRECT(\"Measures!\"&BZ$2&$BA72)<>\"\",INDIRECT(\"Measures!\"&BZ$2&$BA72),\"\"),\"\")","v":""},{"$f":"IF($BA72<>\"\",IF(INDIRECT(\"Measures!\"&CA$2&$BA72)<>\"\",INDIRECT(\"Measures!\"&CA$2&$BA72),\"\"),\"\")","v":""},{"$f":"IF($BA72<>\"\",IF(INDIRECT(\"Measures!\"&CB$2&$BA72)<>\"\",INDIRECT(\"Measures!\"&CB$2&$BA72),\"\"),\"\")","v":""},{"$f":"IF($BA72<>\"\",IF(INDIRECT(\"Measures!\"&CC$2&$BA72)<>\"\",INDIRECT(\"Measures!\"&CC$2&$BA72),\"\"),\"\")","v":""},{"$f":"IF($BA72<>\"\",IF(INDIRECT(\"Measures!\"&CD$2&$BA72)<>\"\",INDIRECT(\"Measures!\"&CD$2&$BA72),\"\"),\"\")","v":""},{"$f":"IF($BA72<>\"\",IF(INDIRECT(\"Measures!\"&CE$2&$BA72)<>\"\",INDIRECT(\"Measures!\"&CE$2&$BA72),\"\"),\"\")","v":""},{"$f":"IF($BA72<>\"\",IF(INDIRECT(\"Measures!\"&CF$2&$BA72)<>\"\",INDIRECT(\"Measures!\"&CF$2&$BA72),\"\"),\"\")","v":""},{"$f":"IF($BA72<>\"\",IF(INDIRECT(\"Measures!\"&CG$2&$BA72)<>\"\",INDIRECT(\"Measures!\"&CG$2&$BA72),\"\"),\"\")","v":""},{"$f":"INDEX('Measure Descriptions'!$A$10:$A$46,MATCH(Map_Gas_Fin[[#This Row],[Measure]],'Measure Descriptions'!$B$10:$B$46,0))","v":""},{"$f":"IF($BA72<>\"\",IF(VLOOKUP(Map_Gas_Fin[[#This Row],[Measure]],'Measure Descriptions'!$B$10:$H$46,CI$2,FALSE)<>\"\",VLOOKUP(Map_Gas_Fin[[#This Row],[Measure]],'Measure Descriptions'!$B$10:$H$46,CI$2,FALSE),\"\"),\"\")","v":""},{"$f":"IF($BA72<>\"\",IF(VLOOKUP(Map_Gas_Fin[[#This Row],[Measure]],'Measure Descriptions'!$B$10:$H$46,CJ$2,FALSE)<>\"\",VLOOKUP(Map_Gas_Fin[[#This Row],[Measure]],'Measure Descriptions'!$B$10:$H$46,CJ$2,FALSE),\"\"),\"\")","v":""},{"$f":"IF($BA72<>\"\",IF(VLOOKUP(Map_Gas_Fin[[#This Row],[Measure]],'Measure Descriptions'!$B$10:$H$46,CK$2,FALSE)<>\"\",VLOOKUP(Map_Gas_Fin[[#This Row],[Measure]],'Measure Descriptions'!$B$10:$H$46,CK$2,FALSE),\"\"),\"\")","v":""},{"$f":"IF($BA72<>\"\",IF(VLOOKUP(Map_Gas_Fin[[#This Row],[Measure]],'Measure Descriptions'!$B$10:$H$46,CL$2,FALSE)<>\"\",VLOOKUP(Map_Gas_Fin[[#This Row],[Measure]],'Measure Descriptions'!$B$10:$H$46,CL$2,FALSE),\"\"),\"\")","v":""},{"$f":"IF($BA72<>\"\",IF(VLOOKUP(Map_Gas_Fin[[#This Row],[Measure]],'Measure Descriptions'!$B$10:$H$46,CM$2,FALSE)<>\"\",VLOOKUP(Map_Gas_Fin[[#This Row],[Measure]],'Measure Descriptions'!$B$10:$H$46,CM$2,FALSE),\"\"),\"\")","v":""},{"$f":"IF($BA72<>\"\",IF(VLOOKUP(Map_Gas_Fin[[#This Row],[Measure]],'Measure Descriptions'!$B$10:$H$46,CN$2,FALSE)<>\"\",VLOOKUP(Map_Gas_Fin[[#This Row],[Measure]],'Measure Descriptions'!$B$10:$H$46,CN$2,FALSE),\"\"),\"\")","v":""},{"$f":"IF($BA72<>\"\",IF(INDIRECT(\"Measures!\"&CO$2&$BA72)<>\"\",INDIRECT(\"Measures!\"&CO$2&$BA72),\"\"),\"\")","v":""}]
[null,null,"","",{"$f":"IF($B73<>\"\",IF(INDIRECT(\"Measures!\"&E$2&$B73)<>\"\",INDIRECT(\"Measures!\"&E$2&$B73),\"\"),\"\")","v":""},{"$f":"IF($B73<>\"\",IF(INDIRECT(\"Measures!\"&F$2&$B73)<>\"\",INDIRECT(\"Measures!\"&F$2&$B73),\"\"),\"\")","v":""},{"$f":"IF($B73<>\"\",IF(INDIRECT(\"Measures!\"&G$2&$B73)<>\"\",INDIRECT(\"Measures!\"&G$2&$B73),\"\"),\"\")","v":""},{"$f":"IF($B73<>\"\",IF(INDIRECT(\"Measures!\"&H$2&$B73)<>\"\",INDIRECT(\"Measures!\"&H$2&$B73),\"\"),\"\")","v":""},{"$f":"IF($B73<>\"\",IF(INDIRECT(\"Measures!\"&I$2&$B73)<>\"\",INDIRECT(\"Measures!\"&I$2&$B73),\"\"),\"\")","v":""},{"$f":"IF($B73<>\"\",IF(INDIRECT(\"Measures!\"&J$2&$B73)<>\"\",INDIRECT(\"Measures!\"&J$2&$B73),\"\"),\"\")","v":""},{"$f":"IF($B73<>\"\",IF(INDIRECT(\"Measures!\"&K$2&$B73)<>\"\",INDIRECT(\"Measures!\"&K$2&$B73),\"\"),\"\")","v":""},{"$f":"IF($B73<>\"\",IF(INDIRECT(\"Measures!\"&L$2&$B73)<>\"\",INDIRECT(\"Measures!\"&L$2&$B73),\"\"),\"\")","v":""},{"$f":"IF($B73<>\"\",IF(INDIRECT(\"Measures!\"&M$2&$B73)<>\"\",INDIRECT(\"Measures!\"&M$2&$B73),\"\"),\"\")","v":""},{"$f":"IF($B73<>\"\",IF(INDIRECT(\"Measures!\"&N$2&$B73)<>\"\",INDIRECT(\"Measures!\"&N$2&$B73),\"\"),\"\")","v":""},{"$f":"IF($B73<>\"\",IF(INDIRECT(\"Measures!\"&O$2&$B73)<>\"\",INDIRECT(\"Measures!\"&O$2&$B73),\"\"),\"\")","v":""},{"$f":"IF($B73<>\"\",IF(INDIRECT(\"Measures!\"&P$2&$B73)<>\"\",INDIRECT(\"Measures!\"&P$2&$B73),\"\"),\"\")","v":""},{"$f":"IF($B73<>\"\",IF(INDIRECT(\"Measures!\"&Q$2&$B73)<>\"\",INDIRECT(\"Measures!\"&Q$2&$B73),\"\"),\"\")","v":""},{"$f":"IF($B73<>\"\",IF(INDIRECT(\"Measures!\"&R$2&$B73)<>\"\",INDIRECT(\"Measures!\"&R$2&$B73),\"\"),\"\")","v":""},{"$f":"IF($B73<>\"\",IF(INDIRECT(\"Measures!\"&S$2&$B73)<>\"\",INDIRECT(\"Measures!\"&S$2&$B73),\"\"),\"\")","v":""},{"$f":"IF($B73<>\"\",IF(INDIRECT(\"Measures!\"&T$2&$B73)<>\"\",INDIRECT(\"Measures!\"&T$2&$B73),\"\"),\"\")","v":""},{"$f":"IF($B73<>\"\",IF(INDIRECT(\"Measures!\"&U$2&$B73)<>\"\",INDIRECT(\"Measures!\"&U$2&$B73),\"\"),\"\")","v":""},{"$f":"IF($B73<>\"\",IF(INDIRECT(\"Measures!\"&V$2&$B73)<>\"\",INDIRECT(\"Measures!\"&V$2&$B73),\"\"),\"\")","v":""},{"$f":"IF($B73<>\"\",IF(INDIRECT(\"Measures!\"&W$2&$B73)<>\"\",INDIRECT(\"Measures!\"&W$2&$B73),\"\"),\"\")","v":""},{"$f":"IF($B73<>\"\",IF(INDIRECT(\"Measures!\"&X$2&$B73)<>\"\",INDIRECT(\"Measures!\"&X$2&$B73),\"\"),\"\")","v":""},{"$f":"IF($B73<>\"\",IF(INDIRECT(\"Measures!\"&Y$2&$B73)<>\"\",INDIRECT(\"Measures!\"&Y$2&$B73),\"\"),\"\")","v":""},{"$f":"IF($B73<>\"\",IF(INDIRECT(\"Measures!\"&Z$2&$B73)<>\"\",INDIRECT(\"Measures!\"&Z$2&$B73),\"\"),\"\")","v":""},{"$f":"IF($B73<>\"\",IF(INDIRECT(\"Measures!\"&AA$2&$B73)<>\"\",INDIRECT(\"Measures!\"&AA$2&$B73),\"\"),\"\")","v":""},{"$f":"IF($B73<>\"\",IF(INDIRECT(\"Measures!\"&AB$2&$B73)<>\"\",INDIRECT(\"Measures!\"&AB$2&$B73),\"\"),\"\")","v":""},{"$f":"IF($B73<>\"\",IF(INDIRECT(\"Measures!\"&AC$2&$B73)<>\"\",INDIRECT(\"Measures!\"&AC$2&$B73),\"\"),\"\")","v":""},{"$f":"IF($B73<>\"\",IF(INDIRECT(\"Measures!\"&AD$2&$B73)<>\"\",INDIRECT(\"Measures!\"&AD$2&$B73),\"\"),\"\")","v":""},{"$f":"IF($B73<>\"\",IF(INDIRECT(\"Measures!\"&AE$2&$B73)<>\"\",INDIRECT(\"Measures!\"&AE$2&$B73),\"\"),\"\")","v":""},{"$f":"IF($B73<>\"\",IF(INDIRECT(\"Measures!\"&AF$2&$B73)<>\"\",INDIRECT(\"Measures!\"&AF$2&$B73),\"\"),\"\")","v":""},{"$f":"IF($B73<>\"\",IF(INDIRECT(\"Measures!\"&AG$2&$B73)<>\"\",INDIRECT(\"Measures!\"&AG$2&$B73),\"\"),\"\")","v":""},{"$f":"IF($B73<>\"\",IF(INDIRECT(\"Measures!\"&AH$2&$B73)<>\"\",INDIRECT(\"Measures!\"&AH$2&$B73),\"\"),\"\")","v":""},{"$f":"INDEX('Measure Descriptions'!$A$10:$A$46,MATCH(Map_Elec_Fin[[#This Row],[Measure]],'Measure Descriptions'!$B$10:$B$46,0))","v":""},{"$f":"IF($B73<>\"\",IF(VLOOKUP(Map_Elec_Fin[[#This Row],[Measure]],'Measure Descriptions'!$B$10:$H$46,AJ$2,FALSE)<>\"\",VLOOKUP(Map_Elec_Fin[[#This Row],[Measure]],'Measure Descriptions'!$B$10:$H$46,AJ$2,FALSE),\"\"),\"\")","v":""},{"$f":"IF($B73<>\"\",IF(VLOOKUP(Map_Elec_Fin[[#This Row],[Measure]],'Measure Descriptions'!$B$10:$H$46,AK$2,FALSE)<>\"\",VLOOKUP(Map_Elec_Fin[[#This Row],[Measure]],'Measure Descriptions'!$B$10:$H$46,AK$2,FALSE),\"\"),\"\")","v":""},{"$f":"IF($B73<>\"\",IF(VLOOKUP(Map_Elec_Fin[[#This Row],[Measure]],'Measure Descriptions'!$B$10:$H$46,AL$2,FALSE)<>\"\",VLOOKUP(Map_Elec_Fin[[#This Row],[Measure]],'Measure Descriptions'!$B$10:$H$46,AL$2,FALSE),\"\"),\"\")","v":""},{"$f":"IF($B73<>\"\",IF(VLOOKUP(Map_Elec_Fin[[#This Row],[Measure]],'Measure Descriptions'!$B$10:$H$46,AM$2,FALSE)<>\"\",VLOOKUP(Map_Elec_Fin[[#This Row],[Measure]],'Measure Descriptions'!$B$10:$H$46,AM$2,FALSE),\"\"),\"\")","v":""},{"$f":"IF($B73<>\"\",IF(VLOOKUP(Map_Elec_Fin[[#This Row],[Measure]],'Measure Descriptions'!$B$10:$H$46,AN$2,FALSE)<>\"\",VLOOKUP(Map_Elec_Fin[[#This Row],[Measure]],'Measure Descriptions'!$B$10:$H$46,AN$2,FALSE),\"\"),\"\")","v":""},{"$f":"IF($B73<>\"\",IF(VLOOKUP(Map_Elec_Fin[[#This Row],[Measure]],'Measure Descriptions'!$B$10:$H$46,AO$2,FALSE)<>\"\",VLOOKUP(Map_Elec_Fin[[#This Row],[Measure]],'Measure Descriptions'!$B$10:$H$46,AO$2,FALSE),\"\"),\"\")","v":""},{"$f":"IF($B73<>\"\",IF(INDIRECT(\"Measures!\"&AP$2&$B73)<>\"\",INDIRECT(\"Measures!\"&AP$2&$B73),\"\"),\"\")","v":""},null,null,null,null,null,null,null,null,null,null,null,"","",{"$f":"IF($BA73<>\"\",IF(INDIRECT(\"Measures!\"&BD$2&$BA73)<>\"\",INDIRECT(\"Measures!\"&BD$2&$BA73),\"\"),\"\")","v":""},{"$f":"IF($BA73<>\"\",IF(INDIRECT(\"Measures!\"&BE$2&$BA73)<>\"\",INDIRECT(\"Measures!\"&BE$2&$BA73),\"\"),\"\")","v":""},{"$f":"IF($BA73<>\"\",IF(INDIRECT(\"Measures!\"&BF$2&$BA73)<>\"\",INDIRECT(\"Measures!\"&BF$2&$BA73),\"\"),\"\")","v":""},{"$f":"IF($BA73<>\"\",IF(INDIRECT(\"Measures!\"&BG$2&$BA73)<>\"\",INDIRECT(\"Measures!\"&BG$2&$BA73),\"\"),\"\")","v":""},{"$f":"IF($BA73<>\"\",IF(INDIRECT(\"Measures!\"&BH$2&$BA73)<>\"\",INDIRECT(\"Measures!\"&BH$2&$BA73),\"\"),\"\")","v":""},{"$f":"IF($BA73<>\"\",IF(INDIRECT(\"Measures!\"&BI$2&$BA73)<>\"\",INDIRECT(\"Measures!\"&BI$2&$BA73),\"\"),\"\")","v":""},{"$f":"IF($BA73<>\"\",IF(INDIRECT(\"Measures!\"&BJ$2&$BA73)<>\"\",INDIRECT(\"Measures!\"&BJ$2&$BA73),\"\"),\"\")","v":""},{"$f":"IF($BA73<>\"\",IF(INDIRECT(\"Measures!\"&BK$2&$BA73)<>\"\",INDIRECT(\"Measures!\"&BK$2&$BA73),\"\"),\"\")","v":""},{"$f":"IF($BA73<>\"\",IF(INDIRECT(\"Measures!\"&BL$2&$BA73)<>\"\",INDIRECT(\"Measures!\"&BL$2&$BA73),\"\"),\"\")","v":""},{"$f":"IF($BA73<>\"\",IF(INDIRECT(\"Measures!\"&BM$2&$BA73)<>\"\",INDIRECT(\"Measures!\"&BM$2&$BA73),\"\"),\"\")","v":""},{"$f":"IF($BA73<>\"\",IF(INDIRECT(\"Measures!\"&BN$2&$BA73)<>\"\",INDIRECT(\"Measures!\"&BN$2&$BA73),\"\"),\"\")","v":""},{"$f":"IF($BA73<>\"\",IF(INDIRECT(\"Measures!\"&BO$2&$BA73)<>\"\",INDIRECT(\"Measures!\"&BO$2&$BA73),\"\"),\"\")","v":""},{"$f":"IF($BA73<>\"\",IF(INDIRECT(\"Measures!\"&BP$2&$BA73)<>\"\",INDIRECT(\"Measures!\"&BP$2&$BA73),\"\"),\"\")","v":""},{"$f":"IF($BA73<>\"\",IF(INDIRECT(\"Measures!\"&BQ$2&$BA73)<>\"\",INDIRECT(\"Measures!\"&BQ$2&$BA73),\"\"),\"\")","v":""},{"$f":"IF($BA73<>\"\",IF(INDIRECT(\"Measures!\"&BR$2&$BA73)<>\"\",INDIRECT(\"Measures!\"&BR$2&$BA73),\"\"),\"\")","v":""},{"$f":"IF($BA73<>\"\",IF(INDIRECT(\"Measures!\"&BS$2&$BA73)<>\"\",INDIRECT(\"Measures!\"&BS$2&$BA73),\"\"),\"\")","v":""},{"$f":"IF($BA73<>\"\",IF(INDIRECT(\"Measures!\"&BT$2&$BA73)<>\"\",INDIRECT(\"Measures!\"&BT$2&$BA73),\"\"),\"\")","v":""},{"$f":"IF($BA73<>\"\",IF(INDIRECT(\"Measures!\"&BU$2&$BA73)<>\"\",INDIRECT(\"Measures!\"&BU$2&$BA73),\"\"),\"\")","v":""},{"$f":"IF($BA73<>\"\",IF(INDIRECT(\"Measures!\"&BV$2&$BA73)<>\"\",INDIRECT(\"Measures!\"&BV$2&$BA73),\"\"),\"\")","v":""},{"$f":"IF($BA73<>\"\",IF(INDIRECT(\"Measures!\"&BW$2&$BA73)<>\"\",INDIRECT(\"Measures!\"&BW$2&$BA73),\"\"),\"\")","v":""},{"$f":"IF($BA73<>\"\",IF(INDIRECT(\"Measures!\"&BX$2&$BA73)<>\"\",INDIRECT(\"Measures!\"&BX$2&$BA73),\"\"),\"\")","v":""},{"$f":"IF($BA73<>\"\",IF(INDIRECT(\"Measures!\"&BY$2&$BA73)<>\"\",INDIRECT(\"Measures!\"&BY$2&$BA73),\"\"),\"\")","v":""},{"$f":"IF($BA73<>\"\",IF(INDIRECT(\"Measures!\"&BZ$2&$BA73)<>\"\",INDIRECT(\"Measures!\"&BZ$2&$BA73),\"\"),\"\")","v":""},{"$f":"IF($BA73<>\"\",IF(INDIRECT(\"Measures!\"&CA$2&$BA73)<>\"\",INDIRECT(\"Measures!\"&CA$2&$BA73),\"\"),\"\")","v":""},{"$f":"IF($BA73<>\"\",IF(INDIRECT(\"Measures!\"&CB$2&$BA73)<>\"\",INDIRECT(\"Measures!\"&CB$2&$BA73),\"\"),\"\")","v":""},{"$f":"IF($BA73<>\"\",IF(INDIRECT(\"Measures!\"&CC$2&$BA73)<>\"\",INDIRECT(\"Measures!\"&CC$2&$BA73),\"\"),\"\")","v":""},{"$f":"IF($BA73<>\"\",IF(INDIRECT(\"Measures!\"&CD$2&$BA73)<>\"\",INDIRECT(\"Measures!\"&CD$2&$BA73),\"\"),\"\")","v":""},{"$f":"IF($BA73<>\"\",IF(INDIRECT(\"Measures!\"&CE$2&$BA73)<>\"\",INDIRECT(\"Measures!\"&CE$2&$BA73),\"\"),\"\")","v":""},{"$f":"IF($BA73<>\"\",IF(INDIRECT(\"Measures!\"&CF$2&$BA73)<>\"\",INDIRECT(\"Measures!\"&CF$2&$BA73),\"\"),\"\")","v":""},{"$f":"IF($BA73<>\"\",IF(INDIRECT(\"Measures!\"&CG$2&$BA73)<>\"\",INDIRECT(\"Measures!\"&CG$2&$BA73),\"\"),\"\")","v":""},{"$f":"INDEX('Measure Descriptions'!$A$10:$A$46,MATCH(Map_Gas_Fin[[#This Row],[Measure]],'Measure Descriptions'!$B$10:$B$46,0))","v":""},{"$f":"IF($BA73<>\"\",IF(VLOOKUP(Map_Gas_Fin[[#This Row],[Measure]],'Measure Descriptions'!$B$10:$H$46,CI$2,FALSE)<>\"\",VLOOKUP(Map_Gas_Fin[[#This Row],[Measure]],'Measure Descriptions'!$B$10:$H$46,CI$2,FALSE),\"\"),\"\")","v":""},{"$f":"IF($BA73<>\"\",IF(VLOOKUP(Map_Gas_Fin[[#This Row],[Measure]],'Measure Descriptions'!$B$10:$H$46,CJ$2,FALSE)<>\"\",VLOOKUP(Map_Gas_Fin[[#This Row],[Measure]],'Measure Descriptions'!$B$10:$H$46,CJ$2,FALSE),\"\"),\"\")","v":""},{"$f":"IF($BA73<>\"\",IF(VLOOKUP(Map_Gas_Fin[[#This Row],[Measure]],'Measure Descriptions'!$B$10:$H$46,CK$2,FALSE)<>\"\",VLOOKUP(Map_Gas_Fin[[#This Row],[Measure]],'Measure Descriptions'!$B$10:$H$46,CK$2,FALSE),\"\"),\"\")","v":""},{"$f":"IF($BA73<>\"\",IF(VLOOKUP(Map_Gas_Fin[[#This Row],[Measure]],'Measure Descriptions'!$B$10:$H$46,CL$2,FALSE)<>\"\",VLOOKUP(Map_Gas_Fin[[#This Row],[Measure]],'Measure Descriptions'!$B$10:$H$46,CL$2,FALSE),\"\"),\"\")","v":""},{"$f":"IF($BA73<>\"\",IF(VLOOKUP(Map_Gas_Fin[[#This Row],[Measure]],'Measure Descriptions'!$B$10:$H$46,CM$2,FALSE)<>\"\",VLOOKUP(Map_Gas_Fin[[#This Row],[Measure]],'Measure Descriptions'!$B$10:$H$46,CM$2,FALSE),\"\"),\"\")","v":""},{"$f":"IF($BA73<>\"\",IF(VLOOKUP(Map_Gas_Fin[[#This Row],[Measure]],'Measure Descriptions'!$B$10:$H$46,CN$2,FALSE)<>\"\",VLOOKUP(Map_Gas_Fin[[#This Row],[Measure]],'Measure Descriptions'!$B$10:$H$46,CN$2,FALSE),\"\"),\"\")","v":""},{"$f":"IF($BA73<>\"\",IF(INDIRECT(\"Measures!\"&CO$2&$BA73)<>\"\",INDIRECT(\"Measures!\"&CO$2&$BA73),\"\"),\"\")","v":""}]
[null,null,"","",{"$f":"IF($B74<>\"\",IF(INDIRECT(\"Measures!\"&E$2&$B74)<>\"\",INDIRECT(\"Measures!\"&E$2&$B74),\"\"),\"\")","v":""},{"$f":"IF($B74<>\"\",IF(INDIRECT(\"Measures!\"&F$2&$B74)<>\"\",INDIRECT(\"Measures!\"&F$2&$B74),\"\"),\"\")","v":""},{"$f":"IF($B74<>\"\",IF(INDIRECT(\"Measures!\"&G$2&$B74)<>\"\",INDIRECT(\"Measures!\"&G$2&$B74),\"\"),\"\")","v":""},{"$f":"IF($B74<>\"\",IF(INDIRECT(\"Measures!\"&H$2&$B74)<>\"\",INDIRECT(\"Measures!\"&H$2&$B74),\"\"),\"\")","v":""},{"$f":"IF($B74<>\"\",IF(INDIRECT(\"Measures!\"&I$2&$B74)<>\"\",INDIRECT(\"Measures!\"&I$2&$B74),\"\"),\"\")","v":""},{"$f":"IF($B74<>\"\",IF(INDIRECT(\"Measures!\"&J$2&$B74)<>\"\",INDIRECT(\"Measures!\"&J$2&$B74),\"\"),\"\")","v":""},{"$f":"IF($B74<>\"\",IF(INDIRECT(\"Measures!\"&K$2&$B74)<>\"\",INDIRECT(\"Measures!\"&K$2&$B74),\"\"),\"\")","v":""},{"$f":"IF($B74<>\"\",IF(INDIRECT(\"Measures!\"&L$2&$B74)<>\"\",INDIRECT(\"Measures!\"&L$2&$B74),\"\"),\"\")","v":""},{"$f":"IF($B74<>\"\",IF(INDIRECT(\"Measures!\"&M$2&$B74)<>\"\",INDIRECT(\"Measures!\"&M$2&$B74),\"\"),\"\")","v":""},{"$f":"IF($B74<>\"\",IF(INDIRECT(\"Measures!\"&N$2&$B74)<>\"\",INDIRECT(\"Measures!\"&N$2&$B74),\"\"),\"\")","v":""},{"$f":"IF($B74<>\"\",IF(INDIRECT(\"Measures!\"&O$2&$B74)<>\"\",INDIRECT(\"Measures!\"&O$2&$B74),\"\"),\"\")","v":""},{"$f":"IF($B74<>\"\",IF(INDIRECT(\"Measures!\"&P$2&$B74)<>\"\",INDIRECT(\"Measures!\"&P$2&$B74),\"\"),\"\")","v":""},{"$f":"IF($B74<>\"\",IF(INDIRECT(\"Measures!\"&Q$2&$B74)<>\"\",INDIRECT(\"Measures!\"&Q$2&$B74),\"\"),\"\")","v":""},{"$f":"IF($B74<>\"\",IF(INDIRECT(\"Measures!\"&R$2&$B74)<>\"\",INDIRECT(\"Measures!\"&R$2&$B74),\"\"),\"\")","v":""},{"$f":"IF($B74<>\"\",IF(INDIRECT(\"Measures!\"&S$2&$B74)<>\"\",INDIRECT(\"Measures!\"&S$2&$B74),\"\"),\"\")","v":""},{"$f":"IF($B74<>\"\",IF(INDIRECT(\"Measures!\"&T$2&$B74)<>\"\",INDIRECT(\"Measures!\"&T$2&$B74),\"\"),\"\")","v":""},{"$f":"IF($B74<>\"\",IF(INDIRECT(\"Measures!\"&U$2&$B74)<>\"\",INDIRECT(\"Measures!\"&U$2&$B74),\"\"),\"\")","v":""},{"$f":"IF($B74<>\"\",IF(INDIRECT(\"Measures!\"&V$2&$B74)<>\"\",INDIRECT(\"Measures!\"&V$2&$B74),\"\"),\"\")","v":""},{"$f":"IF($B74<>\"\",IF(INDIRECT(\"Measures!\"&W$2&$B74)<>\"\",INDIRECT(\"Measures!\"&W$2&$B74),\"\"),\"\")","v":""},{"$f":"IF($B74<>\"\",IF(INDIRECT(\"Measures!\"&X$2&$B74)<>\"\",INDIRECT(\"Measures!\"&X$2&$B74),\"\"),\"\")","v":""},{"$f":"IF($B74<>\"\",IF(INDIRECT(\"Measures!\"&Y$2&$B74)<>\"\",INDIRECT(\"Measures!\"&Y$2&$B74),\"\"),\"\")","v":""},{"$f":"IF($B74<>\"\",IF(INDIRECT(\"Measures!\"&Z$2&$B74)<>\"\",INDIRECT(\"Measures!\"&Z$2&$B74),\"\"),\"\")","v":""},{"$f":"IF($B74<>\"\",IF(INDIRECT(\"Measures!\"&AA$2&$B74)<>\"\",INDIRECT(\"Measures!\"&AA$2&$B74),\"\"),\"\")","v":""},{"$f":"IF($B74<>\"\",IF(INDIRECT(\"Measures!\"&AB$2&$B74)<>\"\",INDIRECT(\"Measures!\"&AB$2&$B74),\"\"),\"\")","v":""},{"$f":"IF($B74<>\"\",IF(INDIRECT(\"Measures!\"&AC$2&$B74)<>\"\",INDIRECT(\"Measures!\"&AC$2&$B74),\"\"),\"\")","v":""},{"$f":"IF($B74<>\"\",IF(INDIRECT(\"Measures!\"&AD$2&$B74)<>\"\",INDIRECT(\"Measures!\"&AD$2&$B74),\"\"),\"\")","v":""},{"$f":"IF($B74<>\"\",IF(INDIRECT(\"Measures!\"&AE$2&$B74)<>\"\",INDIRECT(\"Measures!\"&AE$2&$B74),\"\"),\"\")","v":""},{"$f":"IF($B74<>\"\",IF(INDIRECT(\"Measures!\"&AF$2&$B74)<>\"\",INDIRECT(\"Measures!\"&AF$2&$B74),\"\"),\"\")","v":""},{"$f":"IF($B74<>\"\",IF(INDIRECT(\"Measures!\"&AG$2&$B74)<>\"\",INDIRECT(\"Measures!\"&AG$2&$B74),\"\"),\"\")","v":""},{"$f":"IF($B74<>\"\",IF(INDIRECT(\"Measures!\"&AH$2&$B74)<>\"\",INDIRECT(\"Measures!\"&AH$2&$B74),\"\"),\"\")","v":""},{"$f":"INDEX('Measure Descriptions'!$A$10:$A$46,MATCH(Map_Elec_Fin[[#This Row],[Measure]],'Measure Descriptions'!$B$10:$B$46,0))","v":""},{"$f":"IF($B74<>\"\",IF(VLOOKUP(Map_Elec_Fin[[#This Row],[Measure]],'Measure Descriptions'!$B$10:$H$46,AJ$2,FALSE)<>\"\",VLOOKUP(Map_Elec_Fin[[#This Row],[Measure]],'Measure Descriptions'!$B$10:$H$46,AJ$2,FALSE),\"\"),\"\")","v":""},{"$f":"IF($B74<>\"\",IF(VLOOKUP(Map_Elec_Fin[[#This Row],[Measure]],'Measure Descriptions'!$B$10:$H$46,AK$2,FALSE)<>\"\",VLOOKUP(Map_Elec_Fin[[#This Row],[Measure]],'Measure Descriptions'!$B$10:$H$46,AK$2,FALSE),\"\"),\"\")","v":""},{"$f":"IF($B74<>\"\",IF(VLOOKUP(Map_Elec_Fin[[#This Row],[Measure]],'Measure Descriptions'!$B$10:$H$46,AL$2,FALSE)<>\"\",VLOOKUP(Map_Elec_Fin[[#This Row],[Measure]],'Measure Descriptions'!$B$10:$H$46,AL$2,FALSE),\"\"),\"\")","v":""},{"$f":"IF($B74<>\"\",IF(VLOOKUP(Map_Elec_Fin[[#This Row],[Measure]],'Measure Descriptions'!$B$10:$H$46,AM$2,FALSE)<>\"\",VLOOKUP(Map_Elec_Fin[[#This Row],[Measure]],'Measure Descriptions'!$B$10:$H$46,AM$2,FALSE),\"\"),\"\")","v":""},{"$f":"IF($B74<>\"\",IF(VLOOKUP(Map_Elec_Fin[[#This Row],[Measure]],'Measure Descriptions'!$B$10:$H$46,AN$2,FALSE)<>\"\",VLOOKUP(Map_Elec_Fin[[#This Row],[Measure]],'Measure Descriptions'!$B$10:$H$46,AN$2,FALSE),\"\"),\"\")","v":""},{"$f":"IF($B74<>\"\",IF(VLOOKUP(Map_Elec_Fin[[#This Row],[Measure]],'Measure Descriptions'!$B$10:$H$46,AO$2,FALSE)<>\"\",VLOOKUP(Map_Elec_Fin[[#This Row],[Measure]],'Measure Descriptions'!$B$10:$H$46,AO$2,FALSE),\"\"),\"\")","v":""},{"$f":"IF($B74<>\"\",IF(INDIRECT(\"Measures!\"&AP$2&$B74)<>\"\",INDIRECT(\"Measures!\"&AP$2&$B74),\"\"),\"\")","v":""},null,null,null,null,null,null,null,null,null,null,null,"","",{"$f":"IF($BA74<>\"\",IF(INDIRECT(\"Measures!\"&BD$2&$BA74)<>\"\",INDIRECT(\"Measures!\"&BD$2&$BA74),\"\"),\"\")","v":""},{"$f":"IF($BA74<>\"\",IF(INDIRECT(\"Measures!\"&BE$2&$BA74)<>\"\",INDIRECT(\"Measures!\"&BE$2&$BA74),\"\"),\"\")","v":""},{"$f":"IF($BA74<>\"\",IF(INDIRECT(\"Measures!\"&BF$2&$BA74)<>\"\",INDIRECT(\"Measures!\"&BF$2&$BA74),\"\"),\"\")","v":""},{"$f":"IF($BA74<>\"\",IF(INDIRECT(\"Measures!\"&BG$2&$BA74)<>\"\",INDIRECT(\"Measures!\"&BG$2&$BA74),\"\"),\"\")","v":""},{"$f":"IF($BA74<>\"\",IF(INDIRECT(\"Measures!\"&BH$2&$BA74)<>\"\",INDIRECT(\"Measures!\"&BH$2&$BA74),\"\"),\"\")","v":""},{"$f":"IF($BA74<>\"\",IF(INDIRECT(\"Measures!\"&BI$2&$BA74)<>\"\",INDIRECT(\"Measures!\"&BI$2&$BA74),\"\"),\"\")","v":""},{"$f":"IF($BA74<>\"\",IF(INDIRECT(\"Measures!\"&BJ$2&$BA74)<>\"\",INDIRECT(\"Measures!\"&BJ$2&$BA74),\"\"),\"\")","v":""},{"$f":"IF($BA74<>\"\",IF(INDIRECT(\"Measures!\"&BK$2&$BA74)<>\"\",INDIRECT(\"Measures!\"&BK$2&$BA74),\"\"),\"\")","v":""},{"$f":"IF($BA74<>\"\",IF(INDIRECT(\"Measures!\"&BL$2&$BA74)<>\"\",INDIRECT(\"Measures!\"&BL$2&$BA74),\"\"),\"\")","v":""},{"$f":"IF($BA74<>\"\",IF(INDIRECT(\"Measures!\"&BM$2&$BA74)<>\"\",INDIRECT(\"Measures!\"&BM$2&$BA74),\"\"),\"\")","v":""},{"$f":"IF($BA74<>\"\",IF(INDIRECT(\"Measures!\"&BN$2&$BA74)<>\"\",INDIRECT(\"Measures!\"&BN$2&$BA74),\"\"),\"\")","v":""},{"$f":"IF($BA74<>\"\",IF(INDIRECT(\"Measures!\"&BO$2&$BA74)<>\"\",INDIRECT(\"Measures!\"&BO$2&$BA74),\"\"),\"\")","v":""},{"$f":"IF($BA74<>\"\",IF(INDIRECT(\"Measures!\"&BP$2&$BA74)<>\"\",INDIRECT(\"Measures!\"&BP$2&$BA74),\"\"),\"\")","v":""},{"$f":"IF($BA74<>\"\",IF(INDIRECT(\"Measures!\"&BQ$2&$BA74)<>\"\",INDIRECT(\"Measures!\"&BQ$2&$BA74),\"\"),\"\")","v":""},{"$f":"IF($BA74<>\"\",IF(INDIRECT(\"Measures!\"&BR$2&$BA74)<>\"\",INDIRECT(\"Measures!\"&BR$2&$BA74),\"\"),\"\")","v":""},{"$f":"IF($BA74<>\"\",IF(INDIRECT(\"Measures!\"&BS$2&$BA74)<>\"\",INDIRECT(\"Measures!\"&BS$2&$BA74),\"\"),\"\")","v":""},{"$f":"IF($BA74<>\"\",IF(INDIRECT(\"Measures!\"&BT$2&$BA74)<>\"\",INDIRECT(\"Measures!\"&BT$2&$BA74),\"\"),\"\")","v":""},{"$f":"IF($BA74<>\"\",IF(INDIRECT(\"Measures!\"&BU$2&$BA74)<>\"\",INDIRECT(\"Measures!\"&BU$2&$BA74),\"\"),\"\")","v":""},{"$f":"IF($BA74<>\"\",IF(INDIRECT(\"Measures!\"&BV$2&$BA74)<>\"\",INDIRECT(\"Measures!\"&BV$2&$BA74),\"\"),\"\")","v":""},{"$f":"IF($BA74<>\"\",IF(INDIRECT(\"Measures!\"&BW$2&$BA74)<>\"\",INDIRECT(\"Measures!\"&BW$2&$BA74),\"\"),\"\")","v":""},{"$f":"IF($BA74<>\"\",IF(INDIRECT(\"Measures!\"&BX$2&$BA74)<>\"\",INDIRECT(\"Measures!\"&BX$2&$BA74),\"\"),\"\")","v":""},{"$f":"IF($BA74<>\"\",IF(INDIRECT(\"Measures!\"&BY$2&$BA74)<>\"\",INDIRECT(\"Measures!\"&BY$2&$BA74),\"\"),\"\")","v":""},{"$f":"IF($BA74<>\"\",IF(INDIRECT(\"Measures!\"&BZ$2&$BA74)<>\"\",INDIRECT(\"Measures!\"&BZ$2&$BA74),\"\"),\"\")","v":""},{"$f":"IF($BA74<>\"\",IF(INDIRECT(\"Measures!\"&CA$2&$BA74)<>\"\",INDIRECT(\"Measures!\"&CA$2&$BA74),\"\"),\"\")","v":""},{"$f":"IF($BA74<>\"\",IF(INDIRECT(\"Measures!\"&CB$2&$BA74)<>\"\",INDIRECT(\"Measures!\"&CB$2&$BA74),\"\"),\"\")","v":""},{"$f":"IF($BA74<>\"\",IF(INDIRECT(\"Measures!\"&CC$2&$BA74)<>\"\",INDIRECT(\"Measures!\"&CC$2&$BA74),\"\"),\"\")","v":""},{"$f":"IF($BA74<>\"\",IF(INDIRECT(\"Measures!\"&CD$2&$BA74)<>\"\",INDIRECT(\"Measures!\"&CD$2&$BA74),\"\"),\"\")","v":""},{"$f":"IF($BA74<>\"\",IF(INDIRECT(\"Measures!\"&CE$2&$BA74)<>\"\",INDIRECT(\"Measures!\"&CE$2&$BA74),\"\"),\"\")","v":""},{"$f":"IF($BA74<>\"\",IF(INDIRECT(\"Measures!\"&CF$2&$BA74)<>\"\",INDIRECT(\"Measures!\"&CF$2&$BA74),\"\"),\"\")","v":""},{"$f":"IF($BA74<>\"\",IF(INDIRECT(\"Measures!\"&CG$2&$BA74)<>\"\",INDIRECT(\"Measures!\"&CG$2&$BA74),\"\"),\"\")","v":""},{"$f":"INDEX('Measure Descriptions'!$A$10:$A$46,MATCH(Map_Gas_Fin[[#This Row],[Measure]],'Measure Descriptions'!$B$10:$B$46,0))","v":""},{"$f":"IF($BA74<>\"\",IF(VLOOKUP(Map_Gas_Fin[[#This Row],[Measure]],'Measure Descriptions'!$B$10:$H$46,CI$2,FALSE)<>\"\",VLOOKUP(Map_Gas_Fin[[#This Row],[Measure]],'Measure Descriptions'!$B$10:$H$46,CI$2,FALSE),\"\"),\"\")","v":""},{"$f":"IF($BA74<>\"\",IF(VLOOKUP(Map_Gas_Fin[[#This Row],[Measure]],'Measure Descriptions'!$B$10:$H$46,CJ$2,FALSE)<>\"\",VLOOKUP(Map_Gas_Fin[[#This Row],[Measure]],'Measure Descriptions'!$B$10:$H$46,CJ$2,FALSE),\"\"),\"\")","v":""},{"$f":"IF($BA74<>\"\",IF(VLOOKUP(Map_Gas_Fin[[#This Row],[Measure]],'Measure Descriptions'!$B$10:$H$46,CK$2,FALSE)<>\"\",VLOOKUP(Map_Gas_Fin[[#This Row],[Measure]],'Measure Descriptions'!$B$10:$H$46,CK$2,FALSE),\"\"),\"\")","v":""},{"$f":"IF($BA74<>\"\",IF(VLOOKUP(Map_Gas_Fin[[#This Row],[Measure]],'Measure Descriptions'!$B$10:$H$46,CL$2,FALSE)<>\"\",VLOOKUP(Map_Gas_Fin[[#This Row],[Measure]],'Measure Descriptions'!$B$10:$H$46,CL$2,FALSE),\"\"),\"\")","v":""},{"$f":"IF($BA74<>\"\",IF(VLOOKUP(Map_Gas_Fin[[#This Row],[Measure]],'Measure Descriptions'!$B$10:$H$46,CM$2,FALSE)<>\"\",VLOOKUP(Map_Gas_Fin[[#This Row],[Measure]],'Measure Descriptions'!$B$10:$H$46,CM$2,FALSE),\"\"),\"\")","v":""},{"$f":"IF($BA74<>\"\",IF(VLOOKUP(Map_Gas_Fin[[#This Row],[Measure]],'Measure Descriptions'!$B$10:$H$46,CN$2,FALSE)<>\"\",VLOOKUP(Map_Gas_Fin[[#This Row],[Measure]],'Measure Descriptions'!$B$10:$H$46,CN$2,FALSE),\"\"),\"\")","v":""},{"$f":"IF($BA74<>\"\",IF(INDIRECT(\"Measures!\"&CO$2&$BA74)<>\"\",INDIRECT(\"Measures!\"&CO$2&$BA74),\"\"),\"\")","v":""}]
[null,null,"","",{"$f":"IF($B75<>\"\",IF(INDIRECT(\"Measures!\"&E$2&$B75)<>\"\",INDIRECT(\"Measures!\"&E$2&$B75),\"\"),\"\")","v":""},{"$f":"IF($B75<>\"\",IF(INDIRECT(\"Measures!\"&F$2&$B75)<>\"\",INDIRECT(\"Measures!\"&F$2&$B75),\"\"),\"\")","v":""},{"$f":"IF($B75<>\"\",IF(INDIRECT(\"Measures!\"&G$2&$B75)<>\"\",INDIRECT(\"Measures!\"&G$2&$B75),\"\"),\"\")","v":""},{"$f":"IF($B75<>\"\",IF(INDIRECT(\"Measures!\"&H$2&$B75)<>\"\",INDIRECT(\"Measures!\"&H$2&$B75),\"\"),\"\")","v":""},{"$f":"IF($B75<>\"\",IF(INDIRECT(\"Measures!\"&I$2&$B75)<>\"\",INDIRECT(\"Measures!\"&I$2&$B75),\"\"),\"\")","v":""},{"$f":"IF($B75<>\"\",IF(INDIRECT(\"Measures!\"&J$2&$B75)<>\"\",INDIRECT(\"Measures!\"&J$2&$B75),\"\"),\"\")","v":""},{"$f":"IF($B75<>\"\",IF(INDIRECT(\"Measures!\"&K$2&$B75)<>\"\",INDIRECT(\"Measures!\"&K$2&$B75),\"\"),\"\")","v":""},{"$f":"IF($B75<>\"\",IF(INDIRECT(\"Measures!\"&L$2&$B75)<>\"\",INDIRECT(\"Measures!\"&L$2&$B75),\"\"),\"\")","v":""},{"$f":"IF($B75<>\"\",IF(INDIRECT(\"Measures!\"&M$2&$B75)<>\"\",INDIRECT(\"Measures!\"&M$2&$B75),\"\"),\"\")","v":""},{"$f":"IF($B75<>\"\",IF(INDIRECT(\"Measures!\"&N$2&$B75)<>\"\",INDIRECT(\"Measures!\"&N$2&$B75),\"\"),\"\")","v":""},{"$f":"IF($B75<>\"\",IF(INDIRECT(\"Measures!\"&O$2&$B75)<>\"\",INDIRECT(\"Measures!\"&O$2&$B75),\"\"),\"\")","v":""},{"$f":"IF($B75<>\"\",IF(INDIRECT(\"Measures!\"&P$2&$B75)<>\"\",INDIRECT(\"Measures!\"&P$2&$B75),\"\"),\"\")","v":""},{"$f":"IF($B75<>\"\",IF(INDIRECT(\"Measures!\"&Q$2&$B75)<>\"\",INDIRECT(\"Measures!\"&Q$2&$B75),\"\"),\"\")","v":""},{"$f":"IF($B75<>\"\",IF(INDIRECT(\"Measures!\"&R$2&$B75)<>\"\",INDIRECT(\"Measures!\"&R$2&$B75),\"\"),\"\")","v":""},{"$f":"IF($B75<>\"\",IF(INDIRECT(\"Measures!\"&S$2&$B75)<>\"\",INDIRECT(\"Measures!\"&S$2&$B75),\"\"),\"\")","v":""},{"$f":"IF($B75<>\"\",IF(INDIRECT(\"Measures!\"&T$2&$B75)<>\"\",INDIRECT(\"Measures!\"&T$2&$B75),\"\"),\"\")","v":""},{"$f":"IF($B75<>\"\",IF(INDIRECT(\"Measures!\"&U$2&$B75)<>\"\",INDIRECT(\"Measures!\"&U$2&$B75),\"\"),\"\")","v":""},{"$f":"IF($B75<>\"\",IF(INDIRECT(\"Measures!\"&V$2&$B75)<>\"\",INDIRECT(\"Measures!\"&V$2&$B75),\"\"),\"\")","v":""},{"$f":"IF($B75<>\"\",IF(INDIRECT(\"Measures!\"&W$2&$B75)<>\"\",INDIRECT(\"Measures!\"&W$2&$B75),\"\"),\"\")","v":""},{"$f":"IF($B75<>\"\",IF(INDIRECT(\"Measures!\"&X$2&$B75)<>\"\",INDIRECT(\"Measures!\"&X$2&$B75),\"\"),\"\")","v":""},{"$f":"IF($B75<>\"\",IF(INDIRECT(\"Measures!\"&Y$2&$B75)<>\"\",INDIRECT(\"Measures!\"&Y$2&$B75),\"\"),\"\")","v":""},{"$f":"IF($B75<>\"\",IF(INDIRECT(\"Measures!\"&Z$2&$B75)<>\"\",INDIRECT(\"Measures!\"&Z$2&$B75),\"\"),\"\")","v":""},{"$f":"IF($B75<>\"\",IF(INDIRECT(\"Measures!\"&AA$2&$B75)<>\"\",INDIRECT(\"Measures!\"&AA$2&$B75),\"\"),\"\")","v":""},{"$f":"IF($B75<>\"\",IF(INDIRECT(\"Measures!\"&AB$2&$B75)<>\"\",INDIRECT(\"Measures!\"&AB$2&$B75),\"\"),\"\")","v":""},{"$f":"IF($B75<>\"\",IF(INDIRECT(\"Measures!\"&AC$2&$B75)<>\"\",INDIRECT(\"Measures!\"&AC$2&$B75),\"\"),\"\")","v":""},{"$f":"IF($B75<>\"\",IF(INDIRECT(\"Measures!\"&AD$2&$B75)<>\"\",INDIRECT(\"Measures!\"&AD$2&$B75),\"\"),\"\")","v":""},{"$f":"IF($B75<>\"\",IF(INDIRECT(\"Measures!\"&AE$2&$B75)<>\"\",INDIRECT(\"Measures!\"&AE$2&$B75),\"\"),\"\")","v":""},{"$f":"IF($B75<>\"\",IF(INDIRECT(\"Measures!\"&AF$2&$B75)<>\"\",INDIRECT(\"Measures!\"&AF$2&$B75),\"\"),\"\")","v":""},{"$f":"IF($B75<>\"\",IF(INDIRECT(\"Measures!\"&AG$2&$B75)<>\"\",INDIRECT(\"Measures!\"&AG$2&$B75),\"\"),\"\")","v":""},{"$f":"IF($B75<>\"\",IF(INDIRECT(\"Measures!\"&AH$2&$B75)<>\"\",INDIRECT(\"Measures!\"&AH$2&$B75),\"\"),\"\")","v":""},{"$f":"INDEX('Measure Descriptions'!$A$10:$A$46,MATCH(Map_Elec_Fin[[#This Row],[Measure]],'Measure Descriptions'!$B$10:$B$46,0))","v":""},{"$f":"IF($B75<>\"\",IF(VLOOKUP(Map_Elec_Fin[[#This Row],[Measure]],'Measure Descriptions'!$B$10:$H$46,AJ$2,FALSE)<>\"\",VLOOKUP(Map_Elec_Fin[[#This Row],[Measure]],'Measure Descriptions'!$B$10:$H$46,AJ$2,FALSE),\"\"),\"\")","v":""},{"$f":"IF($B75<>\"\",IF(VLOOKUP(Map_Elec_Fin[[#This Row],[Measure]],'Measure Descriptions'!$B$10:$H$46,AK$2,FALSE)<>\"\",VLOOKUP(Map_Elec_Fin[[#This Row],[Measure]],'Measure Descriptions'!$B$10:$H$46,AK$2,FALSE),\"\"),\"\")","v":""},{"$f":"IF($B75<>\"\",IF(VLOOKUP(Map_Elec_Fin[[#This Row],[Measure]],'Measure Descriptions'!$B$10:$H$46,AL$2,FALSE)<>\"\",VLOOKUP(Map_Elec_Fin[[#This Row],[Measure]],'Measure Descriptions'!$B$10:$H$46,AL$2,FALSE),\"\"),\"\")","v":""},{"$f":"IF($B75<>\"\",IF(VLOOKUP(Map_Elec_Fin[[#This Row],[Measure]],'Measure Descriptions'!$B$10:$H$46,AM$2,FALSE)<>\"\",VLOOKUP(Map_Elec_Fin[[#This Row],[Measure]],'Measure Descriptions'!$B$10:$H$46,AM$2,FALSE),\"\"),\"\")","v":""},{"$f":"IF($B75<>\"\",IF(VLOOKUP(Map_Elec_Fin[[#This Row],[Measure]],'Measure Descriptions'!$B$10:$H$46,AN$2,FALSE)<>\"\",VLOOKUP(Map_Elec_Fin[[#This Row],[Measure]],'Measure Descriptions'!$B$10:$H$46,AN$2,FALSE),\"\"),\"\")","v":""},{"$f":"IF($B75<>\"\",IF(VLOOKUP(Map_Elec_Fin[[#This Row],[Measure]],'Measure Descriptions'!$B$10:$H$46,AO$2,FALSE)<>\"\",VLOOKUP(Map_Elec_Fin[[#This Row],[Measure]],'Measure Descriptions'!$B$10:$H$46,AO$2,FALSE),\"\"),\"\")","v":""},{"$f":"IF($B75<>\"\",IF(INDIRECT(\"Measures!\"&AP$2&$B75)<>\"\",INDIRECT(\"Measures!\"&AP$2&$B75),\"\"),\"\")","v":""},null,null,null,null,null,null,null,null,null,null,null,"","",{"$f":"IF($BA75<>\"\",IF(INDIRECT(\"Measures!\"&BD$2&$BA75)<>\"\",INDIRECT(\"Measures!\"&BD$2&$BA75),\"\"),\"\")","v":""},{"$f":"IF($BA75<>\"\",IF(INDIRECT(\"Measures!\"&BE$2&$BA75)<>\"\",INDIRECT(\"Measures!\"&BE$2&$BA75),\"\"),\"\")","v":""},{"$f":"IF($BA75<>\"\",IF(INDIRECT(\"Measures!\"&BF$2&$BA75)<>\"\",INDIRECT(\"Measures!\"&BF$2&$BA75),\"\"),\"\")","v":""},{"$f":"IF($BA75<>\"\",IF(INDIRECT(\"Measures!\"&BG$2&$BA75)<>\"\",INDIRECT(\"Measures!\"&BG$2&$BA75),\"\"),\"\")","v":""},{"$f":"IF($BA75<>\"\",IF(INDIRECT(\"Measures!\"&BH$2&$BA75)<>\"\",INDIRECT(\"Measures!\"&BH$2&$BA75),\"\"),\"\")","v":""},{"$f":"IF($BA75<>\"\",IF(INDIRECT(\"Measures!\"&BI$2&$BA75)<>\"\",INDIRECT(\"Measures!\"&BI$2&$BA75),\"\"),\"\")","v":""},{"$f":"IF($BA75<>\"\",IF(INDIRECT(\"Measures!\"&BJ$2&$BA75)<>\"\",INDIRECT(\"Measures!\"&BJ$2&$BA75),\"\"),\"\")","v":""},{"$f":"IF($BA75<>\"\",IF(INDIRECT(\"Measures!\"&BK$2&$BA75)<>\"\",INDIRECT(\"Measures!\"&BK$2&$BA75),\"\"),\"\")","v":""},{"$f":"IF($BA75<>\"\",IF(INDIRECT(\"Measures!\"&BL$2&$BA75)<>\"\",INDIRECT(\"Measures!\"&BL$2&$BA75),\"\"),\"\")","v":""},{"$f":"IF($BA75<>\"\",IF(INDIRECT(\"Measures!\"&BM$2&$BA75)<>\"\",INDIRECT(\"Measures!\"&BM$2&$BA75),\"\"),\"\")","v":""},{"$f":"IF($BA75<>\"\",IF(INDIRECT(\"Measures!\"&BN$2&$BA75)<>\"\",INDIRECT(\"Measures!\"&BN$2&$BA75),\"\"),\"\")","v":""},{"$f":"IF($BA75<>\"\",IF(INDIRECT(\"Measures!\"&BO$2&$BA75)<>\"\",INDIRECT(\"Measures!\"&BO$2&$BA75),\"\"),\"\")","v":""},{"$f":"IF($BA75<>\"\",IF(INDIRECT(\"Measures!\"&BP$2&$BA75)<>\"\",INDIRECT(\"Measures!\"&BP$2&$BA75),\"\"),\"\")","v":""},{"$f":"IF($BA75<>\"\",IF(INDIRECT(\"Measures!\"&BQ$2&$BA75)<>\"\",INDIRECT(\"Measures!\"&BQ$2&$BA75),\"\"),\"\")","v":""},{"$f":"IF($BA75<>\"\",IF(INDIRECT(\"Measures!\"&BR$2&$BA75)<>\"\",INDIRECT(\"Measures!\"&BR$2&$BA75),\"\"),\"\")","v":""},{"$f":"IF($BA75<>\"\",IF(INDIRECT(\"Measures!\"&BS$2&$BA75)<>\"\",INDIRECT(\"Measures!\"&BS$2&$BA75),\"\"),\"\")","v":""},{"$f":"IF($BA75<>\"\",IF(INDIRECT(\"Measures!\"&BT$2&$BA75)<>\"\",INDIRECT(\"Measures!\"&BT$2&$BA75),\"\"),\"\")","v":""},{"$f":"IF($BA75<>\"\",IF(INDIRECT(\"Measures!\"&BU$2&$BA75)<>\"\",INDIRECT(\"Measures!\"&BU$2&$BA75),\"\"),\"\")","v":""},{"$f":"IF($BA75<>\"\",IF(INDIRECT(\"Measures!\"&BV$2&$BA75)<>\"\",INDIRECT(\"Measures!\"&BV$2&$BA75),\"\"),\"\")","v":""},{"$f":"IF($BA75<>\"\",IF(INDIRECT(\"Measures!\"&BW$2&$BA75)<>\"\",INDIRECT(\"Measures!\"&BW$2&$BA75),\"\"),\"\")","v":""},{"$f":"IF($BA75<>\"\",IF(INDIRECT(\"Measures!\"&BX$2&$BA75)<>\"\",INDIRECT(\"Measures!\"&BX$2&$BA75),\"\"),\"\")","v":""},{"$f":"IF($BA75<>\"\",IF(INDIRECT(\"Measures!\"&BY$2&$BA75)<>\"\",INDIRECT(\"Measures!\"&BY$2&$BA75),\"\"),\"\")","v":""},{"$f":"IF($BA75<>\"\",IF(INDIRECT(\"Measures!\"&BZ$2&$BA75)<>\"\",INDIRECT(\"Measures!\"&BZ$2&$BA75),\"\"),\"\")","v":""},{"$f":"IF($BA75<>\"\",IF(INDIRECT(\"Measures!\"&CA$2&$BA75)<>\"\",INDIRECT(\"Measures!\"&CA$2&$BA75),\"\"),\"\")","v":""},{"$f":"IF($BA75<>\"\",IF(INDIRECT(\"Measures!\"&CB$2&$BA75)<>\"\",INDIRECT(\"Measures!\"&CB$2&$BA75),\"\"),\"\")","v":""},{"$f":"IF($BA75<>\"\",IF(INDIRECT(\"Measures!\"&CC$2&$BA75)<>\"\",INDIRECT(\"Measures!\"&CC$2&$BA75),\"\"),\"\")","v":""},{"$f":"IF($BA75<>\"\",IF(INDIRECT(\"Measures!\"&CD$2&$BA75)<>\"\",INDIRECT(\"Measures!\"&CD$2&$BA75),\"\"),\"\")","v":""},{"$f":"IF($BA75<>\"\",IF(INDIRECT(\"Measures!\"&CE$2&$BA75)<>\"\",INDIRECT(\"Measures!\"&CE$2&$BA75),\"\"),\"\")","v":""},{"$f":"IF($BA75<>\"\",IF(INDIRECT(\"Measures!\"&CF$2&$BA75)<>\"\",INDIRECT(\"Measures!\"&CF$2&$BA75),\"\"),\"\")","v":""},{"$f":"IF($BA75<>\"\",IF(INDIRECT(\"Measures!\"&CG$2&$BA75)<>\"\",INDIRECT(\"Measures!\"&CG$2&$BA75),\"\"),\"\")","v":""},{"$f":"INDEX('Measure Descriptions'!$A$10:$A$46,MATCH(Map_Gas_Fin[[#This Row],[Measure]],'Measure Descriptions'!$B$10:$B$46,0))","v":""},{"$f":"IF($BA75<>\"\",IF(VLOOKUP(Map_Gas_Fin[[#This Row],[Measure]],'Measure Descriptions'!$B$10:$H$46,CI$2,FALSE)<>\"\",VLOOKUP(Map_Gas_Fin[[#This Row],[Measure]],'Measure Descriptions'!$B$10:$H$46,CI$2,FALSE),\"\"),\"\")","v":""},{"$f":"IF($BA75<>\"\",IF(VLOOKUP(Map_Gas_Fin[[#This Row],[Measure]],'Measure Descriptions'!$B$10:$H$46,CJ$2,FALSE)<>\"\",VLOOKUP(Map_Gas_Fin[[#This Row],[Measure]],'Measure Descriptions'!$B$10:$H$46,CJ$2,FALSE),\"\"),\"\")","v":""},{"$f":"IF($BA75<>\"\",IF(VLOOKUP(Map_Gas_Fin[[#This Row],[Measure]],'Measure Descriptions'!$B$10:$H$46,CK$2,FALSE)<>\"\",VLOOKUP(Map_Gas_Fin[[#This Row],[Measure]],'Measure Descriptions'!$B$10:$H$46,CK$2,FALSE),\"\"),\"\")","v":""},{"$f":"IF($BA75<>\"\",IF(VLOOKUP(Map_Gas_Fin[[#This Row],[Measure]],'Measure Descriptions'!$B$10:$H$46,CL$2,FALSE)<>\"\",VLOOKUP(Map_Gas_Fin[[#This Row],[Measure]],'Measure Descriptions'!$B$10:$H$46,CL$2,FALSE),\"\"),\"\")","v":""},{"$f":"IF($BA75<>\"\",IF(VLOOKUP(Map_Gas_Fin[[#This Row],[Measure]],'Measure Descriptions'!$B$10:$H$46,CM$2,FALSE)<>\"\",VLOOKUP(Map_Gas_Fin[[#This Row],[Measure]],'Measure Descriptions'!$B$10:$H$46,CM$2,FALSE),\"\"),\"\")","v":""},{"$f":"IF($BA75<>\"\",IF(VLOOKUP(Map_Gas_Fin[[#This Row],[Measure]],'Measure Descriptions'!$B$10:$H$46,CN$2,FALSE)<>\"\",VLOOKUP(Map_Gas_Fin[[#This Row],[Measure]],'Measure Descriptions'!$B$10:$H$46,CN$2,FALSE),\"\"),\"\")","v":""},{"$f":"IF($BA75<>\"\",IF(INDIRECT(\"Measures!\"&CO$2&$BA75)<>\"\",INDIRECT(\"Measures!\"&CO$2&$BA75),\"\"),\"\")","v":""}]
[null,null,"","",{"$f":"IF($B76<>\"\",IF(INDIRECT(\"Measures!\"&E$2&$B76)<>\"\",INDIRECT(\"Measures!\"&E$2&$B76),\"\"),\"\")","v":""},{"$f":"IF($B76<>\"\",IF(INDIRECT(\"Measures!\"&F$2&$B76)<>\"\",INDIRECT(\"Measures!\"&F$2&$B76),\"\"),\"\")","v":""},{"$f":"IF($B76<>\"\",IF(INDIRECT(\"Measures!\"&G$2&$B76)<>\"\",INDIRECT(\"Measures!\"&G$2&$B76),\"\"),\"\")","v":""},{"$f":"IF($B76<>\"\",IF(INDIRECT(\"Measures!\"&H$2&$B76)<>\"\",INDIRECT(\"Measures!\"&H$2&$B76),\"\"),\"\")","v":""},{"$f":"IF($B76<>\"\",IF(INDIRECT(\"Measures!\"&I$2&$B76)<>\"\",INDIRECT(\"Measures!\"&I$2&$B76),\"\"),\"\")","v":""},{"$f":"IF($B76<>\"\",IF(INDIRECT(\"Measures!\"&J$2&$B76)<>\"\",INDIRECT(\"Measures!\"&J$2&$B76),\"\"),\"\")","v":""},{"$f":"IF($B76<>\"\",IF(INDIRECT(\"Measures!\"&K$2&$B76)<>\"\",INDIRECT(\"Measures!\"&K$2&$B76),\"\"),\"\")","v":""},{"$f":"IF($B76<>\"\",IF(INDIRECT(\"Measures!\"&L$2&$B76)<>\"\",INDIRECT(\"Measures!\"&L$2&$B76),\"\"),\"\")","v":""},{"$f":"IF($B76<>\"\",IF(INDIRECT(\"Measures!\"&M$2&$B76)<>\"\",INDIRECT(\"Measures!\"&M$2&$B76),\"\"),\"\")","v":""},{"$f":"IF($B76<>\"\",IF(INDIRECT(\"Measures!\"&N$2&$B76)<>\"\",INDIRECT(\"Measures!\"&N$2&$B76),\"\"),\"\")","v":""},{"$f":"IF($B76<>\"\",IF(INDIRECT(\"Measures!\"&O$2&$B76)<>\"\",INDIRECT(\"Measures!\"&O$2&$B76),\"\"),\"\")","v":""},{"$f":"IF($B76<>\"\",IF(INDIRECT(\"Measures!\"&P$2&$B76)<>\"\",INDIRECT(\"Measures!\"&P$2&$B76),\"\"),\"\")","v":""},{"$f":"IF($B76<>\"\",IF(INDIRECT(\"Measures!\"&Q$2&$B76)<>\"\",INDIRECT(\"Measures!\"&Q$2&$B76),\"\"),\"\")","v":""},{"$f":"IF($B76<>\"\",IF(INDIRECT(\"Measures!\"&R$2&$B76)<>\"\",INDIRECT(\"Measures!\"&R$2&$B76),\"\"),\"\")","v":""},{"$f":"IF($B76<>\"\",IF(INDIRECT(\"Measures!\"&S$2&$B76)<>\"\",INDIRECT(\"Measures!\"&S$2&$B76),\"\"),\"\")","v":""},{"$f":"IF($B76<>\"\",IF(INDIRECT(\"Measures!\"&T$2&$B76)<>\"\",INDIRECT(\"Measures!\"&T$2&$B76),\"\"),\"\")","v":""},{"$f":"IF($B76<>\"\",IF(INDIRECT(\"Measures!\"&U$2&$B76)<>\"\",INDIRECT(\"Measures!\"&U$2&$B76),\"\"),\"\")","v":""},{"$f":"IF($B76<>\"\",IF(INDIRECT(\"Measures!\"&V$2&$B76)<>\"\",INDIRECT(\"Measures!\"&V$2&$B76),\"\"),\"\")","v":""},{"$f":"IF($B76<>\"\",IF(INDIRECT(\"Measures!\"&W$2&$B76)<>\"\",INDIRECT(\"Measures!\"&W$2&$B76),\"\"),\"\")","v":""},{"$f":"IF($B76<>\"\",IF(INDIRECT(\"Measures!\"&X$2&$B76)<>\"\",INDIRECT(\"Measures!\"&X$2&$B76),\"\"),\"\")","v":""},{"$f":"IF($B76<>\"\",IF(INDIRECT(\"Measures!\"&Y$2&$B76)<>\"\",INDIRECT(\"Measures!\"&Y$2&$B76),\"\"),\"\")","v":""},{"$f":"IF($B76<>\"\",IF(INDIRECT(\"Measures!\"&Z$2&$B76)<>\"\",INDIRECT(\"Measures!\"&Z$2&$B76),\"\"),\"\")","v":""},{"$f":"IF($B76<>\"\",IF(INDIRECT(\"Measures!\"&AA$2&$B76)<>\"\",INDIRECT(\"Measures!\"&AA$2&$B76),\"\"),\"\")","v":""},{"$f":"IF($B76<>\"\",IF(INDIRECT(\"Measures!\"&AB$2&$B76)<>\"\",INDIRECT(\"Measures!\"&AB$2&$B76),\"\"),\"\")","v":""},{"$f":"IF($B76<>\"\",IF(INDIRECT(\"Measures!\"&AC$2&$B76)<>\"\",INDIRECT(\"Measures!\"&AC$2&$B76),\"\"),\"\")","v":""},{"$f":"IF($B76<>\"\",IF(INDIRECT(\"Measures!\"&AD$2&$B76)<>\"\",INDIRECT(\"Measures!\"&AD$2&$B76),\"\"),\"\")","v":""},{"$f":"IF($B76<>\"\",IF(INDIRECT(\"Measures!\"&AE$2&$B76)<>\"\",INDIRECT(\"Measures!\"&AE$2&$B76),\"\"),\"\")","v":""},{"$f":"IF($B76<>\"\",IF(INDIRECT(\"Measures!\"&AF$2&$B76)<>\"\",INDIRECT(\"Measures!\"&AF$2&$B76),\"\"),\"\")","v":""},{"$f":"IF($B76<>\"\",IF(INDIRECT(\"Measures!\"&AG$2&$B76)<>\"\",INDIRECT(\"Measures!\"&AG$2&$B76),\"\"),\"\")","v":""},{"$f":"IF($B76<>\"\",IF(INDIRECT(\"Measures!\"&AH$2&$B76)<>\"\",INDIRECT(\"Measures!\"&AH$2&$B76),\"\"),\"\")","v":""},{"$f":"INDEX('Measure Descriptions'!$A$10:$A$46,MATCH(Map_Elec_Fin[[#This Row],[Measure]],'Measure Descriptions'!$B$10:$B$46,0))","v":""},{"$f":"IF($B76<>\"\",IF(VLOOKUP(Map_Elec_Fin[[#This Row],[Measure]],'Measure Descriptions'!$B$10:$H$46,AJ$2,FALSE)<>\"\",VLOOKUP(Map_Elec_Fin[[#This Row],[Measure]],'Measure Descriptions'!$B$10:$H$46,AJ$2,FALSE),\"\"),\"\")","v":""},{"$f":"IF($B76<>\"\",IF(VLOOKUP(Map_Elec_Fin[[#This Row],[Measure]],'Measure Descriptions'!$B$10:$H$46,AK$2,FALSE)<>\"\",VLOOKUP(Map_Elec_Fin[[#This Row],[Measure]],'Measure Descriptions'!$B$10:$H$46,AK$2,FALSE),\"\"),\"\")","v":""},{"$f":"IF($B76<>\"\",IF(VLOOKUP(Map_Elec_Fin[[#This Row],[Measure]],'Measure Descriptions'!$B$10:$H$46,AL$2,FALSE)<>\"\",VLOOKUP(Map_Elec_Fin[[#This Row],[Measure]],'Measure Descriptions'!$B$10:$H$46,AL$2,FALSE),\"\"),\"\")","v":""},{"$f":"IF($B76<>\"\",IF(VLOOKUP(Map_Elec_Fin[[#This Row],[Measure]],'Measure Descriptions'!$B$10:$H$46,AM$2,FALSE)<>\"\",VLOOKUP(Map_Elec_Fin[[#This Row],[Measure]],'Measure Descriptions'!$B$10:$H$46,AM$2,FALSE),\"\"),\"\")","v":""},{"$f":"IF($B76<>\"\",IF(VLOOKUP(Map_Elec_Fin[[#This Row],[Measure]],'Measure Descriptions'!$B$10:$H$46,AN$2,FALSE)<>\"\",VLOOKUP(Map_Elec_Fin[[#This Row],[Measure]],'Measure Descriptions'!$B$10:$H$46,AN$2,FALSE),\"\"),\"\")","v":""},{"$f":"IF($B76<>\"\",IF(VLOOKUP(Map_Elec_Fin[[#This Row],[Measure]],'Measure Descriptions'!$B$10:$H$46,AO$2,FALSE)<>\"\",VLOOKUP(Map_Elec_Fin[[#This Row],[Measure]],'Measure Descriptions'!$B$10:$H$46,AO$2,FALSE),\"\"),\"\")","v":""},{"$f":"IF($B76<>\"\",IF(INDIRECT(\"Measures!\"&AP$2&$B76)<>\"\",INDIRECT(\"Measures!\"&AP$2&$B76),\"\"),\"\")","v":""},null,null,null,null,null,null,null,null,null,null,null,"","",{"$f":"IF($BA76<>\"\",IF(INDIRECT(\"Measures!\"&BD$2&$BA76)<>\"\",INDIRECT(\"Measures!\"&BD$2&$BA76),\"\"),\"\")","v":""},{"$f":"IF($BA76<>\"\",IF(INDIRECT(\"Measures!\"&BE$2&$BA76)<>\"\",INDIRECT(\"Measures!\"&BE$2&$BA76),\"\"),\"\")","v":""},{"$f":"IF($BA76<>\"\",IF(INDIRECT(\"Measures!\"&BF$2&$BA76)<>\"\",INDIRECT(\"Measures!\"&BF$2&$BA76),\"\"),\"\")","v":""},{"$f":"IF($BA76<>\"\",IF(INDIRECT(\"Measures!\"&BG$2&$BA76)<>\"\",INDIRECT(\"Measures!\"&BG$2&$BA76),\"\"),\"\")","v":""},{"$f":"IF($BA76<>\"\",IF(INDIRECT(\"Measures!\"&BH$2&$BA76)<>\"\",INDIRECT(\"Measures!\"&BH$2&$BA76),\"\"),\"\")","v":""},{"$f":"IF($BA76<>\"\",IF(INDIRECT(\"Measures!\"&BI$2&$BA76)<>\"\",INDIRECT(\"Measures!\"&BI$2&$BA76),\"\"),\"\")","v":""},{"$f":"IF($BA76<>\"\",IF(INDIRECT(\"Measures!\"&BJ$2&$BA76)<>\"\",INDIRECT(\"Measures!\"&BJ$2&$BA76),\"\"),\"\")","v":""},{"$f":"IF($BA76<>\"\",IF(INDIRECT(\"Measures!\"&BK$2&$BA76)<>\"\",INDIRECT(\"Measures!\"&BK$2&$BA76),\"\"),\"\")","v":""},{"$f":"IF($BA76<>\"\",IF(INDIRECT(\"Measures!\"&BL$2&$BA76)<>\"\",INDIRECT(\"Measures!\"&BL$2&$BA76),\"\"),\"\")","v":""},{"$f":"IF($BA76<>\"\",IF(INDIRECT(\"Measures!\"&BM$2&$BA76)<>\"\",INDIRECT(\"Measures!\"&BM$2&$BA76),\"\"),\"\")","v":""},{"$f":"IF($BA76<>\"\",IF(INDIRECT(\"Measures!\"&BN$2&$BA76)<>\"\",INDIRECT(\"Measures!\"&BN$2&$BA76),\"\"),\"\")","v":""},{"$f":"IF($BA76<>\"\",IF(INDIRECT(\"Measures!\"&BO$2&$BA76)<>\"\",INDIRECT(\"Measures!\"&BO$2&$BA76),\"\"),\"\")","v":""},{"$f":"IF($BA76<>\"\",IF(INDIRECT(\"Measures!\"&BP$2&$BA76)<>\"\",INDIRECT(\"Measures!\"&BP$2&$BA76),\"\"),\"\")","v":""},{"$f":"IF($BA76<>\"\",IF(INDIRECT(\"Measures!\"&BQ$2&$BA76)<>\"\",INDIRECT(\"Measures!\"&BQ$2&$BA76),\"\"),\"\")","v":""},{"$f":"IF($BA76<>\"\",IF(INDIRECT(\"Measures!\"&BR$2&$BA76)<>\"\",INDIRECT(\"Measures!\"&BR$2&$BA76),\"\"),\"\")","v":""},{"$f":"IF($BA76<>\"\",IF(INDIRECT(\"Measures!\"&BS$2&$BA76)<>\"\",INDIRECT(\"Measures!\"&BS$2&$BA76),\"\"),\"\")","v":""},{"$f":"IF($BA76<>\"\",IF(INDIRECT(\"Measures!\"&BT$2&$BA76)<>\"\",INDIRECT(\"Measures!\"&BT$2&$BA76),\"\"),\"\")","v":""},{"$f":"IF($BA76<>\"\",IF(INDIRECT(\"Measures!\"&BU$2&$BA76)<>\"\",INDIRECT(\"Measures!\"&BU$2&$BA76),\"\"),\"\")","v":""},{"$f":"IF($BA76<>\"\",IF(INDIRECT(\"Measures!\"&BV$2&$BA76)<>\"\",INDIRECT(\"Measures!\"&BV$2&$BA76),\"\"),\"\")","v":""},{"$f":"IF($BA76<>\"\",IF(INDIRECT(\"Measures!\"&BW$2&$BA76)<>\"\",INDIRECT(\"Measures!\"&BW$2&$BA76),\"\"),\"\")","v":""},{"$f":"IF($BA76<>\"\",IF(INDIRECT(\"Measures!\"&BX$2&$BA76)<>\"\",INDIRECT(\"Measures!\"&BX$2&$BA76),\"\"),\"\")","v":""},{"$f":"IF($BA76<>\"\",IF(INDIRECT(\"Measures!\"&BY$2&$BA76)<>\"\",INDIRECT(\"Measures!\"&BY$2&$BA76),\"\"),\"\")","v":""},{"$f":"IF($BA76<>\"\",IF(INDIRECT(\"Measures!\"&BZ$2&$BA76)<>\"\",INDIRECT(\"Measures!\"&BZ$2&$BA76),\"\"),\"\")","v":""},{"$f":"IF($BA76<>\"\",IF(INDIRECT(\"Measures!\"&CA$2&$BA76)<>\"\",INDIRECT(\"Measures!\"&CA$2&$BA76),\"\"),\"\")","v":""},{"$f":"IF($BA76<>\"\",IF(INDIRECT(\"Measures!\"&CB$2&$BA76)<>\"\",INDIRECT(\"Measures!\"&CB$2&$BA76),\"\"),\"\")","v":""},{"$f":"IF($BA76<>\"\",IF(INDIRECT(\"Measures!\"&CC$2&$BA76)<>\"\",INDIRECT(\"Measures!\"&CC$2&$BA76),\"\"),\"\")","v":""},{"$f":"IF($BA76<>\"\",IF(INDIRECT(\"Measures!\"&CD$2&$BA76)<>\"\",INDIRECT(\"Measures!\"&CD$2&$BA76),\"\"),\"\")","v":""},{"$f":"IF($BA76<>\"\",IF(INDIRECT(\"Measures!\"&CE$2&$BA76)<>\"\",INDIRECT(\"Measures!\"&CE$2&$BA76),\"\"),\"\")","v":""},{"$f":"IF($BA76<>\"\",IF(INDIRECT(\"Measures!\"&CF$2&$BA76)<>\"\",INDIRECT(\"Measures!\"&CF$2&$BA76),\"\"),\"\")","v":""},{"$f":"IF($BA76<>\"\",IF(INDIRECT(\"Measures!\"&CG$2&$BA76)<>\"\",INDIRECT(\"Measures!\"&CG$2&$BA76),\"\"),\"\")","v":""},{"$f":"INDEX('Measure Descriptions'!$A$10:$A$46,MATCH(Map_Gas_Fin[[#This Row],[Measure]],'Measure Descriptions'!$B$10:$B$46,0))","v":""},{"$f":"IF($BA76<>\"\",IF(VLOOKUP(Map_Gas_Fin[[#This Row],[Measure]],'Measure Descriptions'!$B$10:$H$46,CI$2,FALSE)<>\"\",VLOOKUP(Map_Gas_Fin[[#This Row],[Measure]],'Measure Descriptions'!$B$10:$H$46,CI$2,FALSE),\"\"),\"\")","v":""},{"$f":"IF($BA76<>\"\",IF(VLOOKUP(Map_Gas_Fin[[#This Row],[Measure]],'Measure Descriptions'!$B$10:$H$46,CJ$2,FALSE)<>\"\",VLOOKUP(Map_Gas_Fin[[#This Row],[Measure]],'Measure Descriptions'!$B$10:$H$46,CJ$2,FALSE),\"\"),\"\")","v":""},{"$f":"IF($BA76<>\"\",IF(VLOOKUP(Map_Gas_Fin[[#This Row],[Measure]],'Measure Descriptions'!$B$10:$H$46,CK$2,FALSE)<>\"\",VLOOKUP(Map_Gas_Fin[[#This Row],[Measure]],'Measure Descriptions'!$B$10:$H$46,CK$2,FALSE),\"\"),\"\")","v":""},{"$f":"IF($BA76<>\"\",IF(VLOOKUP(Map_Gas_Fin[[#This Row],[Measure]],'Measure Descriptions'!$B$10:$H$46,CL$2,FALSE)<>\"\",VLOOKUP(Map_Gas_Fin[[#This Row],[Measure]],'Measure Descriptions'!$B$10:$H$46,CL$2,FALSE),\"\"),\"\")","v":""},{"$f":"IF($BA76<>\"\",IF(VLOOKUP(Map_Gas_Fin[[#This Row],[Measure]],'Measure Descriptions'!$B$10:$H$46,CM$2,FALSE)<>\"\",VLOOKUP(Map_Gas_Fin[[#This Row],[Measure]],'Measure Descriptions'!$B$10:$H$46,CM$2,FALSE),\"\"),\"\")","v":""},{"$f":"IF($BA76<>\"\",IF(VLOOKUP(Map_Gas_Fin[[#This Row],[Measure]],'Measure Descriptions'!$B$10:$H$46,CN$2,FALSE)<>\"\",VLOOKUP(Map_Gas_Fin[[#This Row],[Measure]],'Measure Descriptions'!$B$10:$H$46,CN$2,FALSE),\"\"),\"\")","v":""},{"$f":"IF($BA76<>\"\",IF(INDIRECT(\"Measures!\"&CO$2&$BA76)<>\"\",INDIRECT(\"Measures!\"&CO$2&$BA76),\"\"),\"\")","v":""}]
[null,null,"","",{"$f":"IF($B77<>\"\",IF(INDIRECT(\"Measures!\"&E$2&$B77)<>\"\",INDIRECT(\"Measures!\"&E$2&$B77),\"\"),\"\")","v":""},{"$f":"IF($B77<>\"\",IF(INDIRECT(\"Measures!\"&F$2&$B77)<>\"\",INDIRECT(\"Measures!\"&F$2&$B77),\"\"),\"\")","v":""},{"$f":"IF($B77<>\"\",IF(INDIRECT(\"Measures!\"&G$2&$B77)<>\"\",INDIRECT(\"Measures!\"&G$2&$B77),\"\"),\"\")","v":""},{"$f":"IF($B77<>\"\",IF(INDIRECT(\"Measures!\"&H$2&$B77)<>\"\",INDIRECT(\"Measures!\"&H$2&$B77),\"\"),\"\")","v":""},{"$f":"IF($B77<>\"\",IF(INDIRECT(\"Measures!\"&I$2&$B77)<>\"\",INDIRECT(\"Measures!\"&I$2&$B77),\"\"),\"\")","v":""},{"$f":"IF($B77<>\"\",IF(INDIRECT(\"Measures!\"&J$2&$B77)<>\"\",INDIRECT(\"Measures!\"&J$2&$B77),\"\"),\"\")","v":""},{"$f":"IF($B77<>\"\",IF(INDIRECT(\"Measures!\"&K$2&$B77)<>\"\",INDIRECT(\"Measures!\"&K$2&$B77),\"\"),\"\")","v":""},{"$f":"IF($B77<>\"\",IF(INDIRECT(\"Measures!\"&L$2&$B77)<>\"\",INDIRECT(\"Measures!\"&L$2&$B77),\"\"),\"\")","v":""},{"$f":"IF($B77<>\"\",IF(INDIRECT(\"Measures!\"&M$2&$B77)<>\"\",INDIRECT(\"Measures!\"&M$2&$B77),\"\"),\"\")","v":""},{"$f":"IF($B77<>\"\",IF(INDIRECT(\"Measures!\"&N$2&$B77)<>\"\",INDIRECT(\"Measures!\"&N$2&$B77),\"\"),\"\")","v":""},{"$f":"IF($B77<>\"\",IF(INDIRECT(\"Measures!\"&O$2&$B77)<>\"\",INDIRECT(\"Measures!\"&O$2&$B77),\"\"),\"\")","v":""},{"$f":"IF($B77<>\"\",IF(INDIRECT(\"Measures!\"&P$2&$B77)<>\"\",INDIRECT(\"Measures!\"&P$2&$B77),\"\"),\"\")","v":""},{"$f":"IF($B77<>\"\",IF(INDIRECT(\"Measures!\"&Q$2&$B77)<>\"\",INDIRECT(\"Measures!\"&Q$2&$B77),\"\"),\"\")","v":""},{"$f":"IF($B77<>\"\",IF(INDIRECT(\"Measures!\"&R$2&$B77)<>\"\",INDIRECT(\"Measures!\"&R$2&$B77),\"\"),\"\")","v":""},{"$f":"IF($B77<>\"\",IF(INDIRECT(\"Measures!\"&S$2&$B77)<>\"\",INDIRECT(\"Measures!\"&S$2&$B77),\"\"),\"\")","v":""},{"$f":"IF($B77<>\"\",IF(INDIRECT(\"Measures!\"&T$2&$B77)<>\"\",INDIRECT(\"Measures!\"&T$2&$B77),\"\"),\"\")","v":""},{"$f":"IF($B77<>\"\",IF(INDIRECT(\"Measures!\"&U$2&$B77)<>\"\",INDIRECT(\"Measures!\"&U$2&$B77),\"\"),\"\")","v":""},{"$f":"IF($B77<>\"\",IF(INDIRECT(\"Measures!\"&V$2&$B77)<>\"\",INDIRECT(\"Measures!\"&V$2&$B77),\"\"),\"\")","v":""},{"$f":"IF($B77<>\"\",IF(INDIRECT(\"Measures!\"&W$2&$B77)<>\"\",INDIRECT(\"Measures!\"&W$2&$B77),\"\"),\"\")","v":""},{"$f":"IF($B77<>\"\",IF(INDIRECT(\"Measures!\"&X$2&$B77)<>\"\",INDIRECT(\"Measures!\"&X$2&$B77),\"\"),\"\")","v":""},{"$f":"IF($B77<>\"\",IF(INDIRECT(\"Measures!\"&Y$2&$B77)<>\"\",INDIRECT(\"Measures!\"&Y$2&$B77),\"\"),\"\")","v":""},{"$f":"IF($B77<>\"\",IF(INDIRECT(\"Measures!\"&Z$2&$B77)<>\"\",INDIRECT(\"Measures!\"&Z$2&$B77),\"\"),\"\")","v":""},{"$f":"IF($B77<>\"\",IF(INDIRECT(\"Measures!\"&AA$2&$B77)<>\"\",INDIRECT(\"Measures!\"&AA$2&$B77),\"\"),\"\")","v":""},{"$f":"IF($B77<>\"\",IF(INDIRECT(\"Measures!\"&AB$2&$B77)<>\"\",INDIRECT(\"Measures!\"&AB$2&$B77),\"\"),\"\")","v":""},{"$f":"IF($B77<>\"\",IF(INDIRECT(\"Measures!\"&AC$2&$B77)<>\"\",INDIRECT(\"Measures!\"&AC$2&$B77),\"\"),\"\")","v":""},{"$f":"IF($B77<>\"\",IF(INDIRECT(\"Measures!\"&AD$2&$B77)<>\"\",INDIRECT(\"Measures!\"&AD$2&$B77),\"\"),\"\")","v":""},{"$f":"IF($B77<>\"\",IF(INDIRECT(\"Measures!\"&AE$2&$B77)<>\"\",INDIRECT(\"Measures!\"&AE$2&$B77),\"\"),\"\")","v":""},{"$f":"IF($B77<>\"\",IF(INDIRECT(\"Measures!\"&AF$2&$B77)<>\"\",INDIRECT(\"Measures!\"&AF$2&$B77),\"\"),\"\")","v":""},{"$f":"IF($B77<>\"\",IF(INDIRECT(\"Measures!\"&AG$2&$B77)<>\"\",INDIRECT(\"Measures!\"&AG$2&$B77),\"\"),\"\")","v":""},{"$f":"IF($B77<>\"\",IF(INDIRECT(\"Measures!\"&AH$2&$B77)<>\"\",INDIRECT(\"Measures!\"&AH$2&$B77),\"\"),\"\")","v":""},{"$f":"INDEX('Measure Descriptions'!$A$10:$A$46,MATCH(Map_Elec_Fin[[#This Row],[Measure]],'Measure Descriptions'!$B$10:$B$46,0))","v":""},{"$f":"IF($B77<>\"\",IF(VLOOKUP(Map_Elec_Fin[[#This Row],[Measure]],'Measure Descriptions'!$B$10:$H$46,AJ$2,FALSE)<>\"\",VLOOKUP(Map_Elec_Fin[[#This Row],[Measure]],'Measure Descriptions'!$B$10:$H$46,AJ$2,FALSE),\"\"),\"\")","v":""},{"$f":"IF($B77<>\"\",IF(VLOOKUP(Map_Elec_Fin[[#This Row],[Measure]],'Measure Descriptions'!$B$10:$H$46,AK$2,FALSE)<>\"\",VLOOKUP(Map_Elec_Fin[[#This Row],[Measure]],'Measure Descriptions'!$B$10:$H$46,AK$2,FALSE),\"\"),\"\")","v":""},{"$f":"IF($B77<>\"\",IF(VLOOKUP(Map_Elec_Fin[[#This Row],[Measure]],'Measure Descriptions'!$B$10:$H$46,AL$2,FALSE)<>\"\",VLOOKUP(Map_Elec_Fin[[#This Row],[Measure]],'Measure Descriptions'!$B$10:$H$46,AL$2,FALSE),\"\"),\"\")","v":""},{"$f":"IF($B77<>\"\",IF(VLOOKUP(Map_Elec_Fin[[#This Row],[Measure]],'Measure Descriptions'!$B$10:$H$46,AM$2,FALSE)<>\"\",VLOOKUP(Map_Elec_Fin[[#This Row],[Measure]],'Measure Descriptions'!$B$10:$H$46,AM$2,FALSE),\"\"),\"\")","v":""},{"$f":"IF($B77<>\"\",IF(VLOOKUP(Map_Elec_Fin[[#This Row],[Measure]],'Measure Descriptions'!$B$10:$H$46,AN$2,FALSE)<>\"\",VLOOKUP(Map_Elec_Fin[[#This Row],[Measure]],'Measure Descriptions'!$B$10:$H$46,AN$2,FALSE),\"\"),\"\")","v":""},{"$f":"IF($B77<>\"\",IF(VLOOKUP(Map_Elec_Fin[[#This Row],[Measure]],'Measure Descriptions'!$B$10:$H$46,AO$2,FALSE)<>\"\",VLOOKUP(Map_Elec_Fin[[#This Row],[Measure]],'Measure Descriptions'!$B$10:$H$46,AO$2,FALSE),\"\"),\"\")","v":""},{"$f":"IF($B77<>\"\",IF(INDIRECT(\"Measures!\"&AP$2&$B77)<>\"\",INDIRECT(\"Measures!\"&AP$2&$B77),\"\"),\"\")","v":""},null,null,null,null,null,null,null,null,null,null,null,"","",{"$f":"IF($BA77<>\"\",IF(INDIRECT(\"Measures!\"&BD$2&$BA77)<>\"\",INDIRECT(\"Measures!\"&BD$2&$BA77),\"\"),\"\")","v":""},{"$f":"IF($BA77<>\"\",IF(INDIRECT(\"Measures!\"&BE$2&$BA77)<>\"\",INDIRECT(\"Measures!\"&BE$2&$BA77),\"\"),\"\")","v":""},{"$f":"IF($BA77<>\"\",IF(INDIRECT(\"Measures!\"&BF$2&$BA77)<>\"\",INDIRECT(\"Measures!\"&BF$2&$BA77),\"\"),\"\")","v":""},{"$f":"IF($BA77<>\"\",IF(INDIRECT(\"Measures!\"&BG$2&$BA77)<>\"\",INDIRECT(\"Measures!\"&BG$2&$BA77),\"\"),\"\")","v":""},{"$f":"IF($BA77<>\"\",IF(INDIRECT(\"Measures!\"&BH$2&$BA77)<>\"\",INDIRECT(\"Measures!\"&BH$2&$BA77),\"\"),\"\")","v":""},{"$f":"IF($BA77<>\"\",IF(INDIRECT(\"Measures!\"&BI$2&$BA77)<>\"\",INDIRECT(\"Measures!\"&BI$2&$BA77),\"\"),\"\")","v":""},{"$f":"IF($BA77<>\"\",IF(INDIRECT(\"Measures!\"&BJ$2&$BA77)<>\"\",INDIRECT(\"Measures!\"&BJ$2&$BA77),\"\"),\"\")","v":""},{"$f":"IF($BA77<>\"\",IF(INDIRECT(\"Measures!\"&BK$2&$BA77)<>\"\",INDIRECT(\"Measures!\"&BK$2&$BA77),\"\"),\"\")","v":""},{"$f":"IF($BA77<>\"\",IF(INDIRECT(\"Measures!\"&BL$2&$BA77)<>\"\",INDIRECT(\"Measures!\"&BL$2&$BA77),\"\"),\"\")","v":""},{"$f":"IF($BA77<>\"\",IF(INDIRECT(\"Measures!\"&BM$2&$BA77)<>\"\",INDIRECT(\"Measures!\"&BM$2&$BA77),\"\"),\"\")","v":""},{"$f":"IF($BA77<>\"\",IF(INDIRECT(\"Measures!\"&BN$2&$BA77)<>\"\",INDIRECT(\"Measures!\"&BN$2&$BA77),\"\"),\"\")","v":""},{"$f":"IF($BA77<>\"\",IF(INDIRECT(\"Measures!\"&BO$2&$BA77)<>\"\",INDIRECT(\"Measures!\"&BO$2&$BA77),\"\"),\"\")","v":""},{"$f":"IF($BA77<>\"\",IF(INDIRECT(\"Measures!\"&BP$2&$BA77)<>\"\",INDIRECT(\"Measures!\"&BP$2&$BA77),\"\"),\"\")","v":""},{"$f":"IF($BA77<>\"\",IF(INDIRECT(\"Measures!\"&BQ$2&$BA77)<>\"\",INDIRECT(\"Measures!\"&BQ$2&$BA77),\"\"),\"\")","v":""},{"$f":"IF($BA77<>\"\",IF(INDIRECT(\"Measures!\"&BR$2&$BA77)<>\"\",INDIRECT(\"Measures!\"&BR$2&$BA77),\"\"),\"\")","v":""},{"$f":"IF($BA77<>\"\",IF(INDIRECT(\"Measures!\"&BS$2&$BA77)<>\"\",INDIRECT(\"Measures!\"&BS$2&$BA77),\"\"),\"\")","v":""},{"$f":"IF($BA77<>\"\",IF(INDIRECT(\"Measures!\"&BT$2&$BA77)<>\"\",INDIRECT(\"Measures!\"&BT$2&$BA77),\"\"),\"\")","v":""},{"$f":"IF($BA77<>\"\",IF(INDIRECT(\"Measures!\"&BU$2&$BA77)<>\"\",INDIRECT(\"Measures!\"&BU$2&$BA77),\"\"),\"\")","v":""},{"$f":"IF($BA77<>\"\",IF(INDIRECT(\"Measures!\"&BV$2&$BA77)<>\"\",INDIRECT(\"Measures!\"&BV$2&$BA77),\"\"),\"\")","v":""},{"$f":"IF($BA77<>\"\",IF(INDIRECT(\"Measures!\"&BW$2&$BA77)<>\"\",INDIRECT(\"Measures!\"&BW$2&$BA77),\"\"),\"\")","v":""},{"$f":"IF($BA77<>\"\",IF(INDIRECT(\"Measures!\"&BX$2&$BA77)<>\"\",INDIRECT(\"Measures!\"&BX$2&$BA77),\"\"),\"\")","v":""},{"$f":"IF($BA77<>\"\",IF(INDIRECT(\"Measures!\"&BY$2&$BA77)<>\"\",INDIRECT(\"Measures!\"&BY$2&$BA77),\"\"),\"\")","v":""},{"$f":"IF($BA77<>\"\",IF(INDIRECT(\"Measures!\"&BZ$2&$BA77)<>\"\",INDIRECT(\"Measures!\"&BZ$2&$BA77),\"\"),\"\")","v":""},{"$f":"IF($BA77<>\"\",IF(INDIRECT(\"Measures!\"&CA$2&$BA77)<>\"\",INDIRECT(\"Measures!\"&CA$2&$BA77),\"\"),\"\")","v":""},{"$f":"IF($BA77<>\"\",IF(INDIRECT(\"Measures!\"&CB$2&$BA77)<>\"\",INDIRECT(\"Measures!\"&CB$2&$BA77),\"\"),\"\")","v":""},{"$f":"IF($BA77<>\"\",IF(INDIRECT(\"Measures!\"&CC$2&$BA77)<>\"\",INDIRECT(\"Measures!\"&CC$2&$BA77),\"\"),\"\")","v":""},{"$f":"IF($BA77<>\"\",IF(INDIRECT(\"Measures!\"&CD$2&$BA77)<>\"\",INDIRECT(\"Measures!\"&CD$2&$BA77),\"\"),\"\")","v":""},{"$f":"IF($BA77<>\"\",IF(INDIRECT(\"Measures!\"&CE$2&$BA77)<>\"\",INDIRECT(\"Measures!\"&CE$2&$BA77),\"\"),\"\")","v":""},{"$f":"IF($BA77<>\"\",IF(INDIRECT(\"Measures!\"&CF$2&$BA77)<>\"\",INDIRECT(\"Measures!\"&CF$2&$BA77),\"\"),\"\")","v":""},{"$f":"IF($BA77<>\"\",IF(INDIRECT(\"Measures!\"&CG$2&$BA77)<>\"\",INDIRECT(\"Measures!\"&CG$2&$BA77),\"\"),\"\")","v":""},{"$f":"INDEX('Measure Descriptions'!$A$10:$A$46,MATCH(Map_Gas_Fin[[#This Row],[Measure]],'Measure Descriptions'!$B$10:$B$46,0))","v":""},{"$f":"IF($BA77<>\"\",IF(VLOOKUP(Map_Gas_Fin[[#This Row],[Measure]],'Measure Descriptions'!$B$10:$H$46,CI$2,FALSE)<>\"\",VLOOKUP(Map_Gas_Fin[[#This Row],[Measure]],'Measure Descriptions'!$B$10:$H$46,CI$2,FALSE),\"\"),\"\")","v":""},{"$f":"IF($BA77<>\"\",IF(VLOOKUP(Map_Gas_Fin[[#This Row],[Measure]],'Measure Descriptions'!$B$10:$H$46,CJ$2,FALSE)<>\"\",VLOOKUP(Map_Gas_Fin[[#This Row],[Measure]],'Measure Descriptions'!$B$10:$H$46,CJ$2,FALSE),\"\"),\"\")","v":""},{"$f":"IF($BA77<>\"\",IF(VLOOKUP(Map_Gas_Fin[[#This Row],[Measure]],'Measure Descriptions'!$B$10:$H$46,CK$2,FALSE)<>\"\",VLOOKUP(Map_Gas_Fin[[#This Row],[Measure]],'Measure Descriptions'!$B$10:$H$46,CK$2,FALSE),\"\"),\"\")","v":""},{"$f":"IF($BA77<>\"\",IF(VLOOKUP(Map_Gas_Fin[[#This Row],[Measure]],'Measure Descriptions'!$B$10:$H$46,CL$2,FALSE)<>\"\",VLOOKUP(Map_Gas_Fin[[#This Row],[Measure]],'Measure Descriptions'!$B$10:$H$46,CL$2,FALSE),\"\"),\"\")","v":""},{"$f":"IF($BA77<>\"\",IF(VLOOKUP(Map_Gas_Fin[[#This Row],[Measure]],'Measure Descriptions'!$B$10:$H$46,CM$2,FALSE)<>\"\",VLOOKUP(Map_Gas_Fin[[#This Row],[Measure]],'Measure Descriptions'!$B$10:$H$46,CM$2,FALSE),\"\"),\"\")","v":""},{"$f":"IF($BA77<>\"\",IF(VLOOKUP(Map_Gas_Fin[[#This Row],[Measure]],'Measure Descriptions'!$B$10:$H$46,CN$2,FALSE)<>\"\",VLOOKUP(Map_Gas_Fin[[#This Row],[Measure]],'Measure Descriptions'!$B$10:$H$46,CN$2,FALSE),\"\"),\"\")","v":""},{"$f":"IF($BA77<>\"\",IF(INDIRECT(\"Measures!\"&CO$2&$BA77)<>\"\",INDIRECT(\"Measures!\"&CO$2&$BA77),\"\"),\"\")","v":""}]
[null,null,"","",{"$f":"IF($B78<>\"\",IF(INDIRECT(\"Measures!\"&E$2&$B78)<>\"\",INDIRECT(\"Measures!\"&E$2&$B78),\"\"),\"\")","v":""},{"$f":"IF($B78<>\"\",IF(INDIRECT(\"Measures!\"&F$2&$B78)<>\"\",INDIRECT(\"Measures!\"&F$2&$B78),\"\"),\"\")","v":""},{"$f":"IF($B78<>\"\",IF(INDIRECT(\"Measures!\"&G$2&$B78)<>\"\",INDIRECT(\"Measures!\"&G$2&$B78),\"\"),\"\")","v":""},{"$f":"IF($B78<>\"\",IF(INDIRECT(\"Measures!\"&H$2&$B78)<>\"\",INDIRECT(\"Measures!\"&H$2&$B78),\"\"),\"\")","v":""},{"$f":"IF($B78<>\"\",IF(INDIRECT(\"Measures!\"&I$2&$B78)<>\"\",INDIRECT(\"Measures!\"&I$2&$B78),\"\"),\"\")","v":""},{"$f":"IF($B78<>\"\",IF(INDIRECT(\"Measures!\"&J$2&$B78)<>\"\",INDIRECT(\"Measures!\"&J$2&$B78),\"\"),\"\")","v":""},{"$f":"IF($B78<>\"\",IF(INDIRECT(\"Measures!\"&K$2&$B78)<>\"\",INDIRECT(\"Measures!\"&K$2&$B78),\"\"),\"\")","v":""},{"$f":"IF($B78<>\"\",IF(INDIRECT(\"Measures!\"&L$2&$B78)<>\"\",INDIRECT(\"Measures!\"&L$2&$B78),\"\"),\"\")","v":""},{"$f":"IF($B78<>\"\",IF(INDIRECT(\"Measures!\"&M$2&$B78)<>\"\",INDIRECT(\"Measures!\"&M$2&$B78),\"\"),\"\")","v":""},{"$f":"IF($B78<>\"\",IF(INDIRECT(\"Measures!\"&N$2&$B78)<>\"\",INDIRECT(\"Measures!\"&N$2&$B78),\"\"),\"\")","v":""},{"$f":"IF($B78<>\"\",IF(INDIRECT(\"Measures!\"&O$2&$B78)<>\"\",INDIRECT(\"Measures!\"&O$2&$B78),\"\"),\"\")","v":""},{"$f":"IF($B78<>\"\",IF(INDIRECT(\"Measures!\"&P$2&$B78)<>\"\",INDIRECT(\"Measures!\"&P$2&$B78),\"\"),\"\")","v":""},{"$f":"IF($B78<>\"\",IF(INDIRECT(\"Measures!\"&Q$2&$B78)<>\"\",INDIRECT(\"Measures!\"&Q$2&$B78),\"\"),\"\")","v":""},{"$f":"IF($B78<>\"\",IF(INDIRECT(\"Measures!\"&R$2&$B78)<>\"\",INDIRECT(\"Measures!\"&R$2&$B78),\"\"),\"\")","v":""},{"$f":"IF($B78<>\"\",IF(INDIRECT(\"Measures!\"&S$2&$B78)<>\"\",INDIRECT(\"Measures!\"&S$2&$B78),\"\"),\"\")","v":""},{"$f":"IF($B78<>\"\",IF(INDIRECT(\"Measures!\"&T$2&$B78)<>\"\",INDIRECT(\"Measures!\"&T$2&$B78),\"\"),\"\")","v":""},{"$f":"IF($B78<>\"\",IF(INDIRECT(\"Measures!\"&U$2&$B78)<>\"\",INDIRECT(\"Measures!\"&U$2&$B78),\"\"),\"\")","v":""},{"$f":"IF($B78<>\"\",IF(INDIRECT(\"Measures!\"&V$2&$B78)<>\"\",INDIRECT(\"Measures!\"&V$2&$B78),\"\"),\"\")","v":""},{"$f":"IF($B78<>\"\",IF(INDIRECT(\"Measures!\"&W$2&$B78)<>\"\",INDIRECT(\"Measures!\"&W$2&$B78),\"\"),\"\")","v":""},{"$f":"IF($B78<>\"\",IF(INDIRECT(\"Measures!\"&X$2&$B78)<>\"\",INDIRECT(\"Measures!\"&X$2&$B78),\"\"),\"\")","v":""},{"$f":"IF($B78<>\"\",IF(INDIRECT(\"Measures!\"&Y$2&$B78)<>\"\",INDIRECT(\"Measures!\"&Y$2&$B78),\"\"),\"\")","v":""},{"$f":"IF($B78<>\"\",IF(INDIRECT(\"Measures!\"&Z$2&$B78)<>\"\",INDIRECT(\"Measures!\"&Z$2&$B78),\"\"),\"\")","v":""},{"$f":"IF($B78<>\"\",IF(INDIRECT(\"Measures!\"&AA$2&$B78)<>\"\",INDIRECT(\"Measures!\"&AA$2&$B78),\"\"),\"\")","v":""},{"$f":"IF($B78<>\"\",IF(INDIRECT(\"Measures!\"&AB$2&$B78)<>\"\",INDIRECT(\"Measures!\"&AB$2&$B78),\"\"),\"\")","v":""},{"$f":"IF($B78<>\"\",IF(INDIRECT(\"Measures!\"&AC$2&$B78)<>\"\",INDIRECT(\"Measures!\"&AC$2&$B78),\"\"),\"\")","v":""},{"$f":"IF($B78<>\"\",IF(INDIRECT(\"Measures!\"&AD$2&$B78)<>\"\",INDIRECT(\"Measures!\"&AD$2&$B78),\"\"),\"\")","v":""},{"$f":"IF($B78<>\"\",IF(INDIRECT(\"Measures!\"&AE$2&$B78)<>\"\",INDIRECT(\"Measures!\"&AE$2&$B78),\"\"),\"\")","v":""},{"$f":"IF($B78<>\"\",IF(INDIRECT(\"Measures!\"&AF$2&$B78)<>\"\",INDIRECT(\"Measures!\"&AF$2&$B78),\"\"),\"\")","v":""},{"$f":"IF($B78<>\"\",IF(INDIRECT(\"Measures!\"&AG$2&$B78)<>\"\",INDIRECT(\"Measures!\"&AG$2&$B78),\"\"),\"\")","v":""},{"$f":"IF($B78<>\"\",IF(INDIRECT(\"Measures!\"&AH$2&$B78)<>\"\",INDIRECT(\"Measures!\"&AH$2&$B78),\"\"),\"\")","v":""},{"$f":"INDEX('Measure Descriptions'!$A$10:$A$46,MATCH(Map_Elec_Fin[[#This Row],[Measure]],'Measure Descriptions'!$B$10:$B$46,0))","v":""},{"$f":"IF($B78<>\"\",IF(VLOOKUP(Map_Elec_Fin[[#This Row],[Measure]],'Measure Descriptions'!$B$10:$H$46,AJ$2,FALSE)<>\"\",VLOOKUP(Map_Elec_Fin[[#This Row],[Measure]],'Measure Descriptions'!$B$10:$H$46,AJ$2,FALSE),\"\"),\"\")","v":""},{"$f":"IF($B78<>\"\",IF(VLOOKUP(Map_Elec_Fin[[#This Row],[Measure]],'Measure Descriptions'!$B$10:$H$46,AK$2,FALSE)<>\"\",VLOOKUP(Map_Elec_Fin[[#This Row],[Measure]],'Measure Descriptions'!$B$10:$H$46,AK$2,FALSE),\"\"),\"\")","v":""},{"$f":"IF($B78<>\"\",IF(VLOOKUP(Map_Elec_Fin[[#This Row],[Measure]],'Measure Descriptions'!$B$10:$H$46,AL$2,FALSE)<>\"\",VLOOKUP(Map_Elec_Fin[[#This Row],[Measure]],'Measure Descriptions'!$B$10:$H$46,AL$2,FALSE),\"\"),\"\")","v":""},{"$f":"IF($B78<>\"\",IF(VLOOKUP(Map_Elec_Fin[[#This Row],[Measure]],'Measure Descriptions'!$B$10:$H$46,AM$2,FALSE)<>\"\",VLOOKUP(Map_Elec_Fin[[#This Row],[Measure]],'Measure Descriptions'!$B$10:$H$46,AM$2,FALSE),\"\"),\"\")","v":""},{"$f":"IF($B78<>\"\",IF(VLOOKUP(Map_Elec_Fin[[#This Row],[Measure]],'Measure Descriptions'!$B$10:$H$46,AN$2,FALSE)<>\"\",VLOOKUP(Map_Elec_Fin[[#This Row],[Measure]],'Measure Descriptions'!$B$10:$H$46,AN$2,FALSE),\"\"),\"\")","v":""},{"$f":"IF($B78<>\"\",IF(VLOOKUP(Map_Elec_Fin[[#This Row],[Measure]],'Measure Descriptions'!$B$10:$H$46,AO$2,FALSE)<>\"\",VLOOKUP(Map_Elec_Fin[[#This Row],[Measure]],'Measure Descriptions'!$B$10:$H$46,AO$2,FALSE),\"\"),\"\")","v":""},{"$f":"IF($B78<>\"\",IF(INDIRECT(\"Measures!\"&AP$2&$B78)<>\"\",INDIRECT(\"Measures!\"&AP$2&$B78),\"\"),\"\")","v":""},null,null,null,null,null,null,null,null,null,null,null,"","",{"$f":"IF($BA78<>\"\",IF(INDIRECT(\"Measures!\"&BD$2&$BA78)<>\"\",INDIRECT(\"Measures!\"&BD$2&$BA78),\"\"),\"\")","v":""},{"$f":"IF($BA78<>\"\",IF(INDIRECT(\"Measures!\"&BE$2&$BA78)<>\"\",INDIRECT(\"Measures!\"&BE$2&$BA78),\"\"),\"\")","v":""},{"$f":"IF($BA78<>\"\",IF(INDIRECT(\"Measures!\"&BF$2&$BA78)<>\"\",INDIRECT(\"Measures!\"&BF$2&$BA78),\"\"),\"\")","v":""},{"$f":"IF($BA78<>\"\",IF(INDIRECT(\"Measures!\"&BG$2&$BA78)<>\"\",INDIRECT(\"Measures!\"&BG$2&$BA78),\"\"),\"\")","v":""},{"$f":"IF($BA78<>\"\",IF(INDIRECT(\"Measures!\"&BH$2&$BA78)<>\"\",INDIRECT(\"Measures!\"&BH$2&$BA78),\"\"),\"\")","v":""},{"$f":"IF($BA78<>\"\",IF(INDIRECT(\"Measures!\"&BI$2&$BA78)<>\"\",INDIRECT(\"Measures!\"&BI$2&$BA78),\"\"),\"\")","v":""},{"$f":"IF($BA78<>\"\",IF(INDIRECT(\"Measures!\"&BJ$2&$BA78)<>\"\",INDIRECT(\"Measures!\"&BJ$2&$BA78),\"\"),\"\")","v":""},{"$f":"IF($BA78<>\"\",IF(INDIRECT(\"Measures!\"&BK$2&$BA78)<>\"\",INDIRECT(\"Measures!\"&BK$2&$BA78),\"\"),\"\")","v":""},{"$f":"IF($BA78<>\"\",IF(INDIRECT(\"Measures!\"&BL$2&$BA78)<>\"\",INDIRECT(\"Measures!\"&BL$2&$BA78),\"\"),\"\")","v":""},{"$f":"IF($BA78<>\"\",IF(INDIRECT(\"Measures!\"&BM$2&$BA78)<>\"\",INDIRECT(\"Measures!\"&BM$2&$BA78),\"\"),\"\")","v":""},{"$f":"IF($BA78<>\"\",IF(INDIRECT(\"Measures!\"&BN$2&$BA78)<>\"\",INDIRECT(\"Measures!\"&BN$2&$BA78),\"\"),\"\")","v":""},{"$f":"IF($BA78<>\"\",IF(INDIRECT(\"Measures!\"&BO$2&$BA78)<>\"\",INDIRECT(\"Measures!\"&BO$2&$BA78),\"\"),\"\")","v":""},{"$f":"IF($BA78<>\"\",IF(INDIRECT(\"Measures!\"&BP$2&$BA78)<>\"\",INDIRECT(\"Measures!\"&BP$2&$BA78),\"\"),\"\")","v":""},{"$f":"IF($BA78<>\"\",IF(INDIRECT(\"Measures!\"&BQ$2&$BA78)<>\"\",INDIRECT(\"Measures!\"&BQ$2&$BA78),\"\"),\"\")","v":""},{"$f":"IF($BA78<>\"\",IF(INDIRECT(\"Measures!\"&BR$2&$BA78)<>\"\",INDIRECT(\"Measures!\"&BR$2&$BA78),\"\"),\"\")","v":""},{"$f":"IF($BA78<>\"\",IF(INDIRECT(\"Measures!\"&BS$2&$BA78)<>\"\",INDIRECT(\"Measures!\"&BS$2&$BA78),\"\"),\"\")","v":""},{"$f":"IF($BA78<>\"\",IF(INDIRECT(\"Measures!\"&BT$2&$BA78)<>\"\",INDIRECT(\"Measures!\"&BT$2&$BA78),\"\"),\"\")","v":""},{"$f":"IF($BA78<>\"\",IF(INDIRECT(\"Measures!\"&BU$2&$BA78)<>\"\",INDIRECT(\"Measures!\"&BU$2&$BA78),\"\"),\"\")","v":""},{"$f":"IF($BA78<>\"\",IF(INDIRECT(\"Measures!\"&BV$2&$BA78)<>\"\",INDIRECT(\"Measures!\"&BV$2&$BA78),\"\"),\"\")","v":""},{"$f":"IF($BA78<>\"\",IF(INDIRECT(\"Measures!\"&BW$2&$BA78)<>\"\",INDIRECT(\"Measures!\"&BW$2&$BA78),\"\"),\"\")","v":""},{"$f":"IF($BA78<>\"\",IF(INDIRECT(\"Measures!\"&BX$2&$BA78)<>\"\",INDIRECT(\"Measures!\"&BX$2&$BA78),\"\"),\"\")","v":""},{"$f":"IF($BA78<>\"\",IF(INDIRECT(\"Measures!\"&BY$2&$BA78)<>\"\",INDIRECT(\"Measures!\"&BY$2&$BA78),\"\"),\"\")","v":""},{"$f":"IF($BA78<>\"\",IF(INDIRECT(\"Measures!\"&BZ$2&$BA78)<>\"\",INDIRECT(\"Measures!\"&BZ$2&$BA78),\"\"),\"\")","v":""},{"$f":"IF($BA78<>\"\",IF(INDIRECT(\"Measures!\"&CA$2&$BA78)<>\"\",INDIRECT(\"Measures!\"&CA$2&$BA78),\"\"),\"\")","v":""},{"$f":"IF($BA78<>\"\",IF(INDIRECT(\"Measures!\"&CB$2&$BA78)<>\"\",INDIRECT(\"Measures!\"&CB$2&$BA78),\"\"),\"\")","v":""},{"$f":"IF($BA78<>\"\",IF(INDIRECT(\"Measures!\"&CC$2&$BA78)<>\"\",INDIRECT(\"Measures!\"&CC$2&$BA78),\"\"),\"\")","v":""},{"$f":"IF($BA78<>\"\",IF(INDIRECT(\"Measures!\"&CD$2&$BA78)<>\"\",INDIRECT(\"Measures!\"&CD$2&$BA78),\"\"),\"\")","v":""},{"$f":"IF($BA78<>\"\",IF(INDIRECT(\"Measures!\"&CE$2&$BA78)<>\"\",INDIRECT(\"Measures!\"&CE$2&$BA78),\"\"),\"\")","v":""},{"$f":"IF($BA78<>\"\",IF(INDIRECT(\"Measures!\"&CF$2&$BA78)<>\"\",INDIRECT(\"Measures!\"&CF$2&$BA78),\"\"),\"\")","v":""},{"$f":"IF($BA78<>\"\",IF(INDIRECT(\"Measures!\"&CG$2&$BA78)<>\"\",INDIRECT(\"Measures!\"&CG$2&$BA78),\"\"),\"\")","v":""},{"$f":"INDEX('Measure Descriptions'!$A$10:$A$46,MATCH(Map_Gas_Fin[[#This Row],[Measure]],'Measure Descriptions'!$B$10:$B$46,0))","v":""},{"$f":"IF($BA78<>\"\",IF(VLOOKUP(Map_Gas_Fin[[#This Row],[Measure]],'Measure Descriptions'!$B$10:$H$46,CI$2,FALSE)<>\"\",VLOOKUP(Map_Gas_Fin[[#This Row],[Measure]],'Measure Descriptions'!$B$10:$H$46,CI$2,FALSE),\"\"),\"\")","v":""},{"$f":"IF($BA78<>\"\",IF(VLOOKUP(Map_Gas_Fin[[#This Row],[Measure]],'Measure Descriptions'!$B$10:$H$46,CJ$2,FALSE)<>\"\",VLOOKUP(Map_Gas_Fin[[#This Row],[Measure]],'Measure Descriptions'!$B$10:$H$46,CJ$2,FALSE),\"\"),\"\")","v":""},{"$f":"IF($BA78<>\"\",IF(VLOOKUP(Map_Gas_Fin[[#This Row],[Measure]],'Measure Descriptions'!$B$10:$H$46,CK$2,FALSE)<>\"\",VLOOKUP(Map_Gas_Fin[[#This Row],[Measure]],'Measure Descriptions'!$B$10:$H$46,CK$2,FALSE),\"\"),\"\")","v":""},{"$f":"IF($BA78<>\"\",IF(VLOOKUP(Map_Gas_Fin[[#This Row],[Measure]],'Measure Descriptions'!$B$10:$H$46,CL$2,FALSE)<>\"\",VLOOKUP(Map_Gas_Fin[[#This Row],[Measure]],'Measure Descriptions'!$B$10:$H$46,CL$2,FALSE),\"\"),\"\")","v":""},{"$f":"IF($BA78<>\"\",IF(VLOOKUP(Map_Gas_Fin[[#This Row],[Measure]],'Measure Descriptions'!$B$10:$H$46,CM$2,FALSE)<>\"\",VLOOKUP(Map_Gas_Fin[[#This Row],[Measure]],'Measure Descriptions'!$B$10:$H$46,CM$2,FALSE),\"\"),\"\")","v":""},{"$f":"IF($BA78<>\"\",IF(VLOOKUP(Map_Gas_Fin[[#This Row],[Measure]],'Measure Descriptions'!$B$10:$H$46,CN$2,FALSE)<>\"\",VLOOKUP(Map_Gas_Fin[[#This Row],[Measure]],'Measure Descriptions'!$B$10:$H$46,CN$2,FALSE),\"\"),\"\")","v":""},{"$f":"IF($BA78<>\"\",IF(INDIRECT(\"Measures!\"&CO$2&$BA78)<>\"\",INDIRECT(\"Measures!\"&CO$2&$BA78),\"\"),\"\")","v":""}]
[null,null,"","",{"$f":"IF($B79<>\"\",IF(INDIRECT(\"Measures!\"&E$2&$B79)<>\"\",INDIRECT(\"Measures!\"&E$2&$B79),\"\"),\"\")","v":""},{"$f":"IF($B79<>\"\",IF(INDIRECT(\"Measures!\"&F$2&$B79)<>\"\",INDIRECT(\"Measures!\"&F$2&$B79),\"\"),\"\")","v":""},{"$f":"IF($B79<>\"\",IF(INDIRECT(\"Measures!\"&G$2&$B79)<>\"\",INDIRECT(\"Measures!\"&G$2&$B79),\"\"),\"\")","v":""},{"$f":"IF($B79<>\"\",IF(INDIRECT(\"Measures!\"&H$2&$B79)<>\"\",INDIRECT(\"Measures!\"&H$2&$B79),\"\"),\"\")","v":""},{"$f":"IF($B79<>\"\",IF(INDIRECT(\"Measures!\"&I$2&$B79)<>\"\",INDIRECT(\"Measures!\"&I$2&$B79),\"\"),\"\")","v":""},{"$f":"IF($B79<>\"\",IF(INDIRECT(\"Measures!\"&J$2&$B79)<>\"\",INDIRECT(\"Measures!\"&J$2&$B79),\"\"),\"\")","v":""},{"$f":"IF($B79<>\"\",IF(INDIRECT(\"Measures!\"&K$2&$B79)<>\"\",INDIRECT(\"Measures!\"&K$2&$B79),\"\"),\"\")","v":""},{"$f":"IF($B79<>\"\",IF(INDIRECT(\"Measures!\"&L$2&$B79)<>\"\",INDIRECT(\"Measures!\"&L$2&$B79),\"\"),\"\")","v":""},{"$f":"IF($B79<>\"\",IF(INDIRECT(\"Measures!\"&M$2&$B79)<>\"\",INDIRECT(\"Measures!\"&M$2&$B79),\"\"),\"\")","v":""},{"$f":"IF($B79<>\"\",IF(INDIRECT(\"Measures!\"&N$2&$B79)<>\"\",INDIRECT(\"Measures!\"&N$2&$B79),\"\"),\"\")","v":""},{"$f":"IF($B79<>\"\",IF(INDIRECT(\"Measures!\"&O$2&$B79)<>\"\",INDIRECT(\"Measures!\"&O$2&$B79),\"\"),\"\")","v":""},{"$f":"IF($B79<>\"\",IF(INDIRECT(\"Measures!\"&P$2&$B79)<>\"\",INDIRECT(\"Measures!\"&P$2&$B79),\"\"),\"\")","v":""},{"$f":"IF($B79<>\"\",IF(INDIRECT(\"Measures!\"&Q$2&$B79)<>\"\",INDIRECT(\"Measures!\"&Q$2&$B79),\"\"),\"\")","v":""},{"$f":"IF($B79<>\"\",IF(INDIRECT(\"Measures!\"&R$2&$B79)<>\"\",INDIRECT(\"Measures!\"&R$2&$B79),\"\"),\"\")","v":""},{"$f":"IF($B79<>\"\",IF(INDIRECT(\"Measures!\"&S$2&$B79)<>\"\",INDIRECT(\"Measures!\"&S$2&$B79),\"\"),\"\")","v":""},{"$f":"IF($B79<>\"\",IF(INDIRECT(\"Measures!\"&T$2&$B79)<>\"\",INDIRECT(\"Measures!\"&T$2&$B79),\"\"),\"\")","v":""},{"$f":"IF($B79<>\"\",IF(INDIRECT(\"Measures!\"&U$2&$B79)<>\"\",INDIRECT(\"Measures!\"&U$2&$B79),\"\"),\"\")","v":""},{"$f":"IF($B79<>\"\",IF(INDIRECT(\"Measures!\"&V$2&$B79)<>\"\",INDIRECT(\"Measures!\"&V$2&$B79),\"\"),\"\")","v":""},{"$f":"IF($B79<>\"\",IF(INDIRECT(\"Measures!\"&W$2&$B79)<>\"\",INDIRECT(\"Measures!\"&W$2&$B79),\"\"),\"\")","v":""},{"$f":"IF($B79<>\"\",IF(INDIRECT(\"Measures!\"&X$2&$B79)<>\"\",INDIRECT(\"Measures!\"&X$2&$B79),\"\"),\"\")","v":""},{"$f":"IF($B79<>\"\",IF(INDIRECT(\"Measures!\"&Y$2&$B79)<>\"\",INDIRECT(\"Measures!\"&Y$2&$B79),\"\"),\"\")","v":""},{"$f":"IF($B79<>\"\",IF(INDIRECT(\"Measures!\"&Z$2&$B79)<>\"\",INDIRECT(\"Measures!\"&Z$2&$B79),\"\"),\"\")","v":""},{"$f":"IF($B79<>\"\",IF(INDIRECT(\"Measures!\"&AA$2&$B79)<>\"\",INDIRECT(\"Measures!\"&AA$2&$B79),\"\"),\"\")","v":""},{"$f":"IF($B79<>\"\",IF(INDIRECT(\"Measures!\"&AB$2&$B79)<>\"\",INDIRECT(\"Measures!\"&AB$2&$B79),\"\"),\"\")","v":""},{"$f":"IF($B79<>\"\",IF(INDIRECT(\"Measures!\"&AC$2&$B79)<>\"\",INDIRECT(\"Measures!\"&AC$2&$B79),\"\"),\"\")","v":""},{"$f":"IF($B79<>\"\",IF(INDIRECT(\"Measures!\"&AD$2&$B79)<>\"\",INDIRECT(\"Measures!\"&AD$2&$B79),\"\"),\"\")","v":""},{"$f":"IF($B79<>\"\",IF(INDIRECT(\"Measures!\"&AE$2&$B79)<>\"\",INDIRECT(\"Measures!\"&AE$2&$B79),\"\"),\"\")","v":""},{"$f":"IF($B79<>\"\",IF(INDIRECT(\"Measures!\"&AF$2&$B79)<>\"\",INDIRECT(\"Measures!\"&AF$2&$B79),\"\"),\"\")","v":""},{"$f":"IF($B79<>\"\",IF(INDIRECT(\"Measures!\"&AG$2&$B79)<>\"\",INDIRECT(\"Measures!\"&AG$2&$B79),\"\"),\"\")","v":""},{"$f":"IF($B79<>\"\",IF(INDIRECT(\"Measures!\"&AH$2&$B79)<>\"\",INDIRECT(\"Measures!\"&AH$2&$B79),\"\"),\"\")","v":""},{"$f":"INDEX('Measure Descriptions'!$A$10:$A$46,MATCH(Map_Elec_Fin[[#This Row],[Measure]],'Measure Descriptions'!$B$10:$B$46,0))","v":""},{"$f":"IF($B79<>\"\",IF(VLOOKUP(Map_Elec_Fin[[#This Row],[Measure]],'Measure Descriptions'!$B$10:$H$46,AJ$2,FALSE)<>\"\",VLOOKUP(Map_Elec_Fin[[#This Row],[Measure]],'Measure Descriptions'!$B$10:$H$46,AJ$2,FALSE),\"\"),\"\")","v":""},{"$f":"IF($B79<>\"\",IF(VLOOKUP(Map_Elec_Fin[[#This Row],[Measure]],'Measure Descriptions'!$B$10:$H$46,AK$2,FALSE)<>\"\",VLOOKUP(Map_Elec_Fin[[#This Row],[Measure]],'Measure Descriptions'!$B$10:$H$46,AK$2,FALSE),\"\"),\"\")","v":""},{"$f":"IF($B79<>\"\",IF(VLOOKUP(Map_Elec_Fin[[#This Row],[Measure]],'Measure Descriptions'!$B$10:$H$46,AL$2,FALSE)<>\"\",VLOOKUP(Map_Elec_Fin[[#This Row],[Measure]],'Measure Descriptions'!$B$10:$H$46,AL$2,FALSE),\"\"),\"\")","v":""},{"$f":"IF($B79<>\"\",IF(VLOOKUP(Map_Elec_Fin[[#This Row],[Measure]],'Measure Descriptions'!$B$10:$H$46,AM$2,FALSE)<>\"\",VLOOKUP(Map_Elec_Fin[[#This Row],[Measure]],'Measure Descriptions'!$B$10:$H$46,AM$2,FALSE),\"\"),\"\")","v":""},{"$f":"IF($B79<>\"\",IF(VLOOKUP(Map_Elec_Fin[[#This Row],[Measure]],'Measure Descriptions'!$B$10:$H$46,AN$2,FALSE)<>\"\",VLOOKUP(Map_Elec_Fin[[#This Row],[Measure]],'Measure Descriptions'!$B$10:$H$46,AN$2,FALSE),\"\"),\"\")","v":""},{"$f":"IF($B79<>\"\",IF(VLOOKUP(Map_Elec_Fin[[#This Row],[Measure]],'Measure Descriptions'!$B$10:$H$46,AO$2,FALSE)<>\"\",VLOOKUP(Map_Elec_Fin[[#This Row],[Measure]],'Measure Descriptions'!$B$10:$H$46,AO$2,FALSE),\"\"),\"\")","v":""},{"$f":"IF($B79<>\"\",IF(INDIRECT(\"Measures!\"&AP$2&$B79)<>\"\",INDIRECT(\"Measures!\"&AP$2&$B79),\"\"),\"\")","v":""},null,null,null,null,null,null,null,null,null,null,null,"","",{"$f":"IF($BA79<>\"\",IF(INDIRECT(\"Measures!\"&BD$2&$BA79)<>\"\",INDIRECT(\"Measures!\"&BD$2&$BA79),\"\"),\"\")","v":""},{"$f":"IF($BA79<>\"\",IF(INDIRECT(\"Measures!\"&BE$2&$BA79)<>\"\",INDIRECT(\"Measures!\"&BE$2&$BA79),\"\"),\"\")","v":""},{"$f":"IF($BA79<>\"\",IF(INDIRECT(\"Measures!\"&BF$2&$BA79)<>\"\",INDIRECT(\"Measures!\"&BF$2&$BA79),\"\"),\"\")","v":""},{"$f":"IF($BA79<>\"\",IF(INDIRECT(\"Measures!\"&BG$2&$BA79)<>\"\",INDIRECT(\"Measures!\"&BG$2&$BA79),\"\"),\"\")","v":""},{"$f":"IF($BA79<>\"\",IF(INDIRECT(\"Measures!\"&BH$2&$BA79)<>\"\",INDIRECT(\"Measures!\"&BH$2&$BA79),\"\"),\"\")","v":""},{"$f":"IF($BA79<>\"\",IF(INDIRECT(\"Measures!\"&BI$2&$BA79)<>\"\",INDIRECT(\"Measures!\"&BI$2&$BA79),\"\"),\"\")","v":""},{"$f":"IF($BA79<>\"\",IF(INDIRECT(\"Measures!\"&BJ$2&$BA79)<>\"\",INDIRECT(\"Measures!\"&BJ$2&$BA79),\"\"),\"\")","v":""},{"$f":"IF($BA79<>\"\",IF(INDIRECT(\"Measures!\"&BK$2&$BA79)<>\"\",INDIRECT(\"Measures!\"&BK$2&$BA79),\"\"),\"\")","v":""},{"$f":"IF($BA79<>\"\",IF(INDIRECT(\"Measures!\"&BL$2&$BA79)<>\"\",INDIRECT(\"Measures!\"&BL$2&$BA79),\"\"),\"\")","v":""},{"$f":"IF($BA79<>\"\",IF(INDIRECT(\"Measures!\"&BM$2&$BA79)<>\"\",INDIRECT(\"Measures!\"&BM$2&$BA79),\"\"),\"\")","v":""},{"$f":"IF($BA79<>\"\",IF(INDIRECT(\"Measures!\"&BN$2&$BA79)<>\"\",INDIRECT(\"Measures!\"&BN$2&$BA79),\"\"),\"\")","v":""},{"$f":"IF($BA79<>\"\",IF(INDIRECT(\"Measures!\"&BO$2&$BA79)<>\"\",INDIRECT(\"Measures!\"&BO$2&$BA79),\"\"),\"\")","v":""},{"$f":"IF($BA79<>\"\",IF(INDIRECT(\"Measures!\"&BP$2&$BA79)<>\"\",INDIRECT(\"Measures!\"&BP$2&$BA79),\"\"),\"\")","v":""},{"$f":"IF($BA79<>\"\",IF(INDIRECT(\"Measures!\"&BQ$2&$BA79)<>\"\",INDIRECT(\"Measures!\"&BQ$2&$BA79),\"\"),\"\")","v":""},{"$f":"IF($BA79<>\"\",IF(INDIRECT(\"Measures!\"&BR$2&$BA79)<>\"\",INDIRECT(\"Measures!\"&BR$2&$BA79),\"\"),\"\")","v":""},{"$f":"IF($BA79<>\"\",IF(INDIRECT(\"Measures!\"&BS$2&$BA79)<>\"\",INDIRECT(\"Measures!\"&BS$2&$BA79),\"\"),\"\")","v":""},{"$f":"IF($BA79<>\"\",IF(INDIRECT(\"Measures!\"&BT$2&$BA79)<>\"\",INDIRECT(\"Measures!\"&BT$2&$BA79),\"\"),\"\")","v":""},{"$f":"IF($BA79<>\"\",IF(INDIRECT(\"Measures!\"&BU$2&$BA79)<>\"\",INDIRECT(\"Measures!\"&BU$2&$BA79),\"\"),\"\")","v":""},{"$f":"IF($BA79<>\"\",IF(INDIRECT(\"Measures!\"&BV$2&$BA79)<>\"\",INDIRECT(\"Measures!\"&BV$2&$BA79),\"\"),\"\")","v":""},{"$f":"IF($BA79<>\"\",IF(INDIRECT(\"Measures!\"&BW$2&$BA79)<>\"\",INDIRECT(\"Measures!\"&BW$2&$BA79),\"\"),\"\")","v":""},{"$f":"IF($BA79<>\"\",IF(INDIRECT(\"Measures!\"&BX$2&$BA79)<>\"\",INDIRECT(\"Measures!\"&BX$2&$BA79),\"\"),\"\")","v":""},{"$f":"IF($BA79<>\"\",IF(INDIRECT(\"Measures!\"&BY$2&$BA79)<>\"\",INDIRECT(\"Measures!\"&BY$2&$BA79),\"\"),\"\")","v":""},{"$f":"IF($BA79<>\"\",IF(INDIRECT(\"Measures!\"&BZ$2&$BA79)<>\"\",INDIRECT(\"Measures!\"&BZ$2&$BA79),\"\"),\"\")","v":""},{"$f":"IF($BA79<>\"\",IF(INDIRECT(\"Measures!\"&CA$2&$BA79)<>\"\",INDIRECT(\"Measures!\"&CA$2&$BA79),\"\"),\"\")","v":""},{"$f":"IF($BA79<>\"\",IF(INDIRECT(\"Measures!\"&CB$2&$BA79)<>\"\",INDIRECT(\"Measures!\"&CB$2&$BA79),\"\"),\"\")","v":""},{"$f":"IF($BA79<>\"\",IF(INDIRECT(\"Measures!\"&CC$2&$BA79)<>\"\",INDIRECT(\"Measures!\"&CC$2&$BA79),\"\"),\"\")","v":""},{"$f":"IF($BA79<>\"\",IF(INDIRECT(\"Measures!\"&CD$2&$BA79)<>\"\",INDIRECT(\"Measures!\"&CD$2&$BA79),\"\"),\"\")","v":""},{"$f":"IF($BA79<>\"\",IF(INDIRECT(\"Measures!\"&CE$2&$BA79)<>\"\",INDIRECT(\"Measures!\"&CE$2&$BA79),\"\"),\"\")","v":""},{"$f":"IF($BA79<>\"\",IF(INDIRECT(\"Measures!\"&CF$2&$BA79)<>\"\",INDIRECT(\"Measures!\"&CF$2&$BA79),\"\"),\"\")","v":""},{"$f":"IF($BA79<>\"\",IF(INDIRECT(\"Measures!\"&CG$2&$BA79)<>\"\",INDIRECT(\"Measures!\"&CG$2&$BA79),\"\"),\"\")","v":""},{"$f":"INDEX('Measure Descriptions'!$A$10:$A$46,MATCH(Map_Gas_Fin[[#This Row],[Measure]],'Measure Descriptions'!$B$10:$B$46,0))","v":""},{"$f":"IF($BA79<>\"\",IF(VLOOKUP(Map_Gas_Fin[[#This Row],[Measure]],'Measure Descriptions'!$B$10:$H$46,CI$2,FALSE)<>\"\",VLOOKUP(Map_Gas_Fin[[#This Row],[Measure]],'Measure Descriptions'!$B$10:$H$46,CI$2,FALSE),\"\"),\"\")","v":""},{"$f":"IF($BA79<>\"\",IF(VLOOKUP(Map_Gas_Fin[[#This Row],[Measure]],'Measure Descriptions'!$B$10:$H$46,CJ$2,FALSE)<>\"\",VLOOKUP(Map_Gas_Fin[[#This Row],[Measure]],'Measure Descriptions'!$B$10:$H$46,CJ$2,FALSE),\"\"),\"\")","v":""},{"$f":"IF($BA79<>\"\",IF(VLOOKUP(Map_Gas_Fin[[#This Row],[Measure]],'Measure Descriptions'!$B$10:$H$46,CK$2,FALSE)<>\"\",VLOOKUP(Map_Gas_Fin[[#This Row],[Measure]],'Measure Descriptions'!$B$10:$H$46,CK$2,FALSE),\"\"),\"\")","v":""},{"$f":"IF($BA79<>\"\",IF(VLOOKUP(Map_Gas_Fin[[#This Row],[Measure]],'Measure Descriptions'!$B$10:$H$46,CL$2,FALSE)<>\"\",VLOOKUP(Map_Gas_Fin[[#This Row],[Measure]],'Measure Descriptions'!$B$10:$H$46,CL$2,FALSE),\"\"),\"\")","v":""},{"$f":"IF($BA79<>\"\",IF(VLOOKUP(Map_Gas_Fin[[#This Row],[Measure]],'Measure Descriptions'!$B$10:$H$46,CM$2,FALSE)<>\"\",VLOOKUP(Map_Gas_Fin[[#This Row],[Measure]],'Measure Descriptions'!$B$10:$H$46,CM$2,FALSE),\"\"),\"\")","v":""},{"$f":"IF($BA79<>\"\",IF(VLOOKUP(Map_Gas_Fin[[#This Row],[Measure]],'Measure Descriptions'!$B$10:$H$46,CN$2,FALSE)<>\"\",VLOOKUP(Map_Gas_Fin[[#This Row],[Measure]],'Measure Descriptions'!$B$10:$H$46,CN$2,FALSE),\"\"),\"\")","v":""},{"$f":"IF($BA79<>\"\",IF(INDIRECT(\"Measures!\"&CO$2&$BA79)<>\"\",INDIRECT(\"Measures!\"&CO$2&$BA79),\"\"),\"\")","v":""}]
[null,null,"","",{"$f":"IF($B80<>\"\",IF(INDIRECT(\"Measures!\"&E$2&$B80)<>\"\",INDIRECT(\"Measures!\"&E$2&$B80),\"\"),\"\")","v":""},{"$f":"IF($B80<>\"\",IF(INDIRECT(\"Measures!\"&F$2&$B80)<>\"\",INDIRECT(\"Measures!\"&F$2&$B80),\"\"),\"\")","v":""},{"$f":"IF($B80<>\"\",IF(INDIRECT(\"Measures!\"&G$2&$B80)<>\"\",INDIRECT(\"Measures!\"&G$2&$B80),\"\"),\"\")","v":""},{"$f":"IF($B80<>\"\",IF(INDIRECT(\"Measures!\"&H$2&$B80)<>\"\",INDIRECT(\"Measures!\"&H$2&$B80),\"\"),\"\")","v":""},{"$f":"IF($B80<>\"\",IF(INDIRECT(\"Measures!\"&I$2&$B80)<>\"\",INDIRECT(\"Measures!\"&I$2&$B80),\"\"),\"\")","v":""},{"$f":"IF($B80<>\"\",IF(INDIRECT(\"Measures!\"&J$2&$B80)<>\"\",INDIRECT(\"Measures!\"&J$2&$B80),\"\"),\"\")","v":""},{"$f":"IF($B80<>\"\",IF(INDIRECT(\"Measures!\"&K$2&$B80)<>\"\",INDIRECT(\"Measures!\"&K$2&$B80),\"\"),\"\")","v":""},{"$f":"IF($B80<>\"\",IF(INDIRECT(\"Measures!\"&L$2&$B80)<>\"\",INDIRECT(\"Measures!\"&L$2&$B80),\"\"),\"\")","v":""},{"$f":"IF($B80<>\"\",IF(INDIRECT(\"Measures!\"&M$2&$B80)<>\"\",INDIRECT(\"Measures!\"&M$2&$B80),\"\"),\"\")","v":""},{"$f":"IF($B80<>\"\",IF(INDIRECT(\"Measures!\"&N$2&$B80)<>\"\",INDIRECT(\"Measures!\"&N$2&$B80),\"\"),\"\")","v":""},{"$f":"IF($B80<>\"\",IF(INDIRECT(\"Measures!\"&O$2&$B80)<>\"\",INDIRECT(\"Measures!\"&O$2&$B80),\"\"),\"\")","v":""},{"$f":"IF($B80<>\"\",IF(INDIRECT(\"Measures!\"&P$2&$B80)<>\"\",INDIRECT(\"Measures!\"&P$2&$B80),\"\"),\"\")","v":""},{"$f":"IF($B80<>\"\",IF(INDIRECT(\"Measures!\"&Q$2&$B80)<>\"\",INDIRECT(\"Measures!\"&Q$2&$B80),\"\"),\"\")","v":""},{"$f":"IF($B80<>\"\",IF(INDIRECT(\"Measures!\"&R$2&$B80)<>\"\",INDIRECT(\"Measures!\"&R$2&$B80),\"\"),\"\")","v":""},{"$f":"IF($B80<>\"\",IF(INDIRECT(\"Measures!\"&S$2&$B80)<>\"\",INDIRECT(\"Measures!\"&S$2&$B80),\"\"),\"\")","v":""},{"$f":"IF($B80<>\"\",IF(INDIRECT(\"Measures!\"&T$2&$B80)<>\"\",INDIRECT(\"Measures!\"&T$2&$B80),\"\"),\"\")","v":""},{"$f":"IF($B80<>\"\",IF(INDIRECT(\"Measures!\"&U$2&$B80)<>\"\",INDIRECT(\"Measures!\"&U$2&$B80),\"\"),\"\")","v":""},{"$f":"IF($B80<>\"\",IF(INDIRECT(\"Measures!\"&V$2&$B80)<>\"\",INDIRECT(\"Measures!\"&V$2&$B80),\"\"),\"\")","v":""},{"$f":"IF($B80<>\"\",IF(INDIRECT(\"Measures!\"&W$2&$B80)<>\"\",INDIRECT(\"Measures!\"&W$2&$B80),\"\"),\"\")","v":""},{"$f":"IF($B80<>\"\",IF(INDIRECT(\"Measures!\"&X$2&$B80)<>\"\",INDIRECT(\"Measures!\"&X$2&$B80),\"\"),\"\")","v":""},{"$f":"IF($B80<>\"\",IF(INDIRECT(\"Measures!\"&Y$2&$B80)<>\"\",INDIRECT(\"Measures!\"&Y$2&$B80),\"\"),\"\")","v":""},{"$f":"IF($B80<>\"\",IF(INDIRECT(\"Measures!\"&Z$2&$B80)<>\"\",INDIRECT(\"Measures!\"&Z$2&$B80),\"\"),\"\")","v":""},{"$f":"IF($B80<>\"\",IF(INDIRECT(\"Measures!\"&AA$2&$B80)<>\"\",INDIRECT(\"Measures!\"&AA$2&$B80),\"\"),\"\")","v":""},{"$f":"IF($B80<>\"\",IF(INDIRECT(\"Measures!\"&AB$2&$B80)<>\"\",INDIRECT(\"Measures!\"&AB$2&$B80),\"\"),\"\")","v":""},{"$f":"IF($B80<>\"\",IF(INDIRECT(\"Measures!\"&AC$2&$B80)<>\"\",INDIRECT(\"Measures!\"&AC$2&$B80),\"\"),\"\")","v":""},{"$f":"IF($B80<>\"\",IF(INDIRECT(\"Measures!\"&AD$2&$B80)<>\"\",INDIRECT(\"Measures!\"&AD$2&$B80),\"\"),\"\")","v":""},{"$f":"IF($B80<>\"\",IF(INDIRECT(\"Measures!\"&AE$2&$B80)<>\"\",INDIRECT(\"Measures!\"&AE$2&$B80),\"\"),\"\")","v":""},{"$f":"IF($B80<>\"\",IF(INDIRECT(\"Measures!\"&AF$2&$B80)<>\"\",INDIRECT(\"Measures!\"&AF$2&$B80),\"\"),\"\")","v":""},{"$f":"IF($B80<>\"\",IF(INDIRECT(\"Measures!\"&AG$2&$B80)<>\"\",INDIRECT(\"Measures!\"&AG$2&$B80),\"\"),\"\")","v":""},{"$f":"IF($B80<>\"\",IF(INDIRECT(\"Measures!\"&AH$2&$B80)<>\"\",INDIRECT(\"Measures!\"&AH$2&$B80),\"\"),\"\")","v":""},{"$f":"INDEX('Measure Descriptions'!$A$10:$A$46,MATCH(Map_Elec_Fin[[#This Row],[Measure]],'Measure Descriptions'!$B$10:$B$46,0))","v":""},{"$f":"IF($B80<>\"\",IF(VLOOKUP(Map_Elec_Fin[[#This Row],[Measure]],'Measure Descriptions'!$B$10:$H$46,AJ$2,FALSE)<>\"\",VLOOKUP(Map_Elec_Fin[[#This Row],[Measure]],'Measure Descriptions'!$B$10:$H$46,AJ$2,FALSE),\"\"),\"\")","v":""},{"$f":"IF($B80<>\"\",IF(VLOOKUP(Map_Elec_Fin[[#This Row],[Measure]],'Measure Descriptions'!$B$10:$H$46,AK$2,FALSE)<>\"\",VLOOKUP(Map_Elec_Fin[[#This Row],[Measure]],'Measure Descriptions'!$B$10:$H$46,AK$2,FALSE),\"\"),\"\")","v":""},{"$f":"IF($B80<>\"\",IF(VLOOKUP(Map_Elec_Fin[[#This Row],[Measure]],'Measure Descriptions'!$B$10:$H$46,AL$2,FALSE)<>\"\",VLOOKUP(Map_Elec_Fin[[#This Row],[Measure]],'Measure Descriptions'!$B$10:$H$46,AL$2,FALSE),\"\"),\"\")","v":""},{"$f":"IF($B80<>\"\",IF(VLOOKUP(Map_Elec_Fin[[#This Row],[Measure]],'Measure Descriptions'!$B$10:$H$46,AM$2,FALSE)<>\"\",VLOOKUP(Map_Elec_Fin[[#This Row],[Measure]],'Measure Descriptions'!$B$10:$H$46,AM$2,FALSE),\"\"),\"\")","v":""},{"$f":"IF($B80<>\"\",IF(VLOOKUP(Map_Elec_Fin[[#This Row],[Measure]],'Measure Descriptions'!$B$10:$H$46,AN$2,FALSE)<>\"\",VLOOKUP(Map_Elec_Fin[[#This Row],[Measure]],'Measure Descriptions'!$B$10:$H$46,AN$2,FALSE),\"\"),\"\")","v":""},{"$f":"IF($B80<>\"\",IF(VLOOKUP(Map_Elec_Fin[[#This Row],[Measure]],'Measure Descriptions'!$B$10:$H$46,AO$2,FALSE)<>\"\",VLOOKUP(Map_Elec_Fin[[#This Row],[Measure]],'Measure Descriptions'!$B$10:$H$46,AO$2,FALSE),\"\"),\"\")","v":""},{"$f":"IF($B80<>\"\",IF(INDIRECT(\"Measures!\"&AP$2&$B80)<>\"\",INDIRECT(\"Measures!\"&AP$2&$B80),\"\"),\"\")","v":""},null,null,null,null,null,null,null,null,null,null,null,"","",{"$f":"IF($BA80<>\"\",IF(INDIRECT(\"Measures!\"&BD$2&$BA80)<>\"\",INDIRECT(\"Measures!\"&BD$2&$BA80),\"\"),\"\")","v":""},{"$f":"IF($BA80<>\"\",IF(INDIRECT(\"Measures!\"&BE$2&$BA80)<>\"\",INDIRECT(\"Measures!\"&BE$2&$BA80),\"\"),\"\")","v":""},{"$f":"IF($BA80<>\"\",IF(INDIRECT(\"Measures!\"&BF$2&$BA80)<>\"\",INDIRECT(\"Measures!\"&BF$2&$BA80),\"\"),\"\")","v":""},{"$f":"IF($BA80<>\"\",IF(INDIRECT(\"Measures!\"&BG$2&$BA80)<>\"\",INDIRECT(\"Measures!\"&BG$2&$BA80),\"\"),\"\")","v":""},{"$f":"IF($BA80<>\"\",IF(INDIRECT(\"Measures!\"&BH$2&$BA80)<>\"\",INDIRECT(\"Measures!\"&BH$2&$BA80),\"\"),\"\")","v":""},{"$f":"IF($BA80<>\"\",IF(INDIRECT(\"Measures!\"&BI$2&$BA80)<>\"\",INDIRECT(\"Measures!\"&BI$2&$BA80),\"\"),\"\")","v":""},{"$f":"IF($BA80<>\"\",IF(INDIRECT(\"Measures!\"&BJ$2&$BA80)<>\"\",INDIRECT(\"Measures!\"&BJ$2&$BA80),\"\"),\"\")","v":""},{"$f":"IF($BA80<>\"\",IF(INDIRECT(\"Measures!\"&BK$2&$BA80)<>\"\",INDIRECT(\"Measures!\"&BK$2&$BA80),\"\"),\"\")","v":""},{"$f":"IF($BA80<>\"\",IF(INDIRECT(\"Measures!\"&BL$2&$BA80)<>\"\",INDIRECT(\"Measures!\"&BL$2&$BA80),\"\"),\"\")","v":""},{"$f":"IF($BA80<>\"\",IF(INDIRECT(\"Measures!\"&BM$2&$BA80)<>\"\",INDIRECT(\"Measures!\"&BM$2&$BA80),\"\"),\"\")","v":""},{"$f":"IF($BA80<>\"\",IF(INDIRECT(\"Measures!\"&BN$2&$BA80)<>\"\",INDIRECT(\"Measures!\"&BN$2&$BA80),\"\"),\"\")","v":""},{"$f":"IF($BA80<>\"\",IF(INDIRECT(\"Measures!\"&BO$2&$BA80)<>\"\",INDIRECT(\"Measures!\"&BO$2&$BA80),\"\"),\"\")","v":""},{"$f":"IF($BA80<>\"\",IF(INDIRECT(\"Measures!\"&BP$2&$BA80)<>\"\",INDIRECT(\"Measures!\"&BP$2&$BA80),\"\"),\"\")","v":""},{"$f":"IF($BA80<>\"\",IF(INDIRECT(\"Measures!\"&BQ$2&$BA80)<>\"\",INDIRECT(\"Measures!\"&BQ$2&$BA80),\"\"),\"\")","v":""},{"$f":"IF($BA80<>\"\",IF(INDIRECT(\"Measures!\"&BR$2&$BA80)<>\"\",INDIRECT(\"Measures!\"&BR$2&$BA80),\"\"),\"\")","v":""},{"$f":"IF($BA80<>\"\",IF(INDIRECT(\"Measures!\"&BS$2&$BA80)<>\"\",INDIRECT(\"Measures!\"&BS$2&$BA80),\"\"),\"\")","v":""},{"$f":"IF($BA80<>\"\",IF(INDIRECT(\"Measures!\"&BT$2&$BA80)<>\"\",INDIRECT(\"Measures!\"&BT$2&$BA80),\"\"),\"\")","v":""},{"$f":"IF($BA80<>\"\",IF(INDIRECT(\"Measures!\"&BU$2&$BA80)<>\"\",INDIRECT(\"Measures!\"&BU$2&$BA80),\"\"),\"\")","v":""},{"$f":"IF($BA80<>\"\",IF(INDIRECT(\"Measures!\"&BV$2&$BA80)<>\"\",INDIRECT(\"Measures!\"&BV$2&$BA80),\"\"),\"\")","v":""},{"$f":"IF($BA80<>\"\",IF(INDIRECT(\"Measures!\"&BW$2&$BA80)<>\"\",INDIRECT(\"Measures!\"&BW$2&$BA80),\"\"),\"\")","v":""},{"$f":"IF($BA80<>\"\",IF(INDIRECT(\"Measures!\"&BX$2&$BA80)<>\"\",INDIRECT(\"Measures!\"&BX$2&$BA80),\"\"),\"\")","v":""},{"$f":"IF($BA80<>\"\",IF(INDIRECT(\"Measures!\"&BY$2&$BA80)<>\"\",INDIRECT(\"Measures!\"&BY$2&$BA80),\"\"),\"\")","v":""},{"$f":"IF($BA80<>\"\",IF(INDIRECT(\"Measures!\"&BZ$2&$BA80)<>\"\",INDIRECT(\"Measures!\"&BZ$2&$BA80),\"\"),\"\")","v":""},{"$f":"IF($BA80<>\"\",IF(INDIRECT(\"Measures!\"&CA$2&$BA80)<>\"\",INDIRECT(\"Measures!\"&CA$2&$BA80),\"\"),\"\")","v":""},{"$f":"IF($BA80<>\"\",IF(INDIRECT(\"Measures!\"&CB$2&$BA80)<>\"\",INDIRECT(\"Measures!\"&CB$2&$BA80),\"\"),\"\")","v":""},{"$f":"IF($BA80<>\"\",IF(INDIRECT(\"Measures!\"&CC$2&$BA80)<>\"\",INDIRECT(\"Measures!\"&CC$2&$BA80),\"\"),\"\")","v":""},{"$f":"IF($BA80<>\"\",IF(INDIRECT(\"Measures!\"&CD$2&$BA80)<>\"\",INDIRECT(\"Measures!\"&CD$2&$BA80),\"\"),\"\")","v":""},{"$f":"IF($BA80<>\"\",IF(INDIRECT(\"Measures!\"&CE$2&$BA80)<>\"\",INDIRECT(\"Measures!\"&CE$2&$BA80),\"\"),\"\")","v":""},{"$f":"IF($BA80<>\"\",IF(INDIRECT(\"Measures!\"&CF$2&$BA80)<>\"\",INDIRECT(\"Measures!\"&CF$2&$BA80),\"\"),\"\")","v":""},{"$f":"IF($BA80<>\"\",IF(INDIRECT(\"Measures!\"&CG$2&$BA80)<>\"\",INDIRECT(\"Measures!\"&CG$2&$BA80),\"\"),\"\")","v":""},{"$f":"INDEX('Measure Descriptions'!$A$10:$A$46,MATCH(Map_Gas_Fin[[#This Row],[Measure]],'Measure Descriptions'!$B$10:$B$46,0))","v":""},{"$f":"IF($BA80<>\"\",IF(VLOOKUP(Map_Gas_Fin[[#This Row],[Measure]],'Measure Descriptions'!$B$10:$H$46,CI$2,FALSE)<>\"\",VLOOKUP(Map_Gas_Fin[[#This Row],[Measure]],'Measure Descriptions'!$B$10:$H$46,CI$2,FALSE),\"\"),\"\")","v":""},{"$f":"IF($BA80<>\"\",IF(VLOOKUP(Map_Gas_Fin[[#This Row],[Measure]],'Measure Descriptions'!$B$10:$H$46,CJ$2,FALSE)<>\"\",VLOOKUP(Map_Gas_Fin[[#This Row],[Measure]],'Measure Descriptions'!$B$10:$H$46,CJ$2,FALSE),\"\"),\"\")","v":""},{"$f":"IF($BA80<>\"\",IF(VLOOKUP(Map_Gas_Fin[[#This Row],[Measure]],'Measure Descriptions'!$B$10:$H$46,CK$2,FALSE)<>\"\",VLOOKUP(Map_Gas_Fin[[#This Row],[Measure]],'Measure Descriptions'!$B$10:$H$46,CK$2,FALSE),\"\"),\"\")","v":""},{"$f":"IF($BA80<>\"\",IF(VLOOKUP(Map_Gas_Fin[[#This Row],[Measure]],'Measure Descriptions'!$B$10:$H$46,CL$2,FALSE)<>\"\",VLOOKUP(Map_Gas_Fin[[#This Row],[Measure]],'Measure Descriptions'!$B$10:$H$46,CL$2,FALSE),\"\"),\"\")","v":""},{"$f":"IF($BA80<>\"\",IF(VLOOKUP(Map_Gas_Fin[[#This Row],[Measure]],'Measure Descriptions'!$B$10:$H$46,CM$2,FALSE)<>\"\",VLOOKUP(Map_Gas_Fin[[#This Row],[Measure]],'Measure Descriptions'!$B$10:$H$46,CM$2,FALSE),\"\"),\"\")","v":""},{"$f":"IF($BA80<>\"\",IF(VLOOKUP(Map_Gas_Fin[[#This Row],[Measure]],'Measure Descriptions'!$B$10:$H$46,CN$2,FALSE)<>\"\",VLOOKUP(Map_Gas_Fin[[#This Row],[Measure]],'Measure Descriptions'!$B$10:$H$46,CN$2,FALSE),\"\"),\"\")","v":""},{"$f":"IF($BA80<>\"\",IF(INDIRECT(\"Measures!\"&CO$2&$BA80)<>\"\",INDIRECT(\"Measures!\"&CO$2&$BA80),\"\"),\"\")","v":""}]
[null,null,"","",{"$f":"IF($B81<>\"\",IF(INDIRECT(\"Measures!\"&E$2&$B81)<>\"\",INDIRECT(\"Measures!\"&E$2&$B81),\"\"),\"\")","v":""},{"$f":"IF($B81<>\"\",IF(INDIRECT(\"Measures!\"&F$2&$B81)<>\"\",INDIRECT(\"Measures!\"&F$2&$B81),\"\"),\"\")","v":""},{"$f":"IF($B81<>\"\",IF(INDIRECT(\"Measures!\"&G$2&$B81)<>\"\",INDIRECT(\"Measures!\"&G$2&$B81),\"\"),\"\")","v":""},{"$f":"IF($B81<>\"\",IF(INDIRECT(\"Measures!\"&H$2&$B81)<>\"\",INDIRECT(\"Measures!\"&H$2&$B81),\"\"),\"\")","v":""},{"$f":"IF($B81<>\"\",IF(INDIRECT(\"Measures!\"&I$2&$B81)<>\"\",INDIRECT(\"Measures!\"&I$2&$B81),\"\"),\"\")","v":""},{"$f":"IF($B81<>\"\",IF(INDIRECT(\"Measures!\"&J$2&$B81)<>\"\",INDIRECT(\"Measures!\"&J$2&$B81),\"\"),\"\")","v":""},{"$f":"IF($B81<>\"\",IF(INDIRECT(\"Measures!\"&K$2&$B81)<>\"\",INDIRECT(\"Measures!\"&K$2&$B81),\"\"),\"\")","v":""},{"$f":"IF($B81<>\"\",IF(INDIRECT(\"Measures!\"&L$2&$B81)<>\"\",INDIRECT(\"Measures!\"&L$2&$B81),\"\"),\"\")","v":""},{"$f":"IF($B81<>\"\",IF(INDIRECT(\"Measures!\"&M$2&$B81)<>\"\",INDIRECT(\"Measures!\"&M$2&$B81),\"\"),\"\")","v":""},{"$f":"IF($B81<>\"\",IF(INDIRECT(\"Measures!\"&N$2&$B81)<>\"\",INDIRECT(\"Measures!\"&N$2&$B81),\"\"),\"\")","v":""},{"$f":"IF($B81<>\"\",IF(INDIRECT(\"Measures!\"&O$2&$B81)<>\"\",INDIRECT(\"Measures!\"&O$2&$B81),\"\"),\"\")","v":""},{"$f":"IF($B81<>\"\",IF(INDIRECT(\"Measures!\"&P$2&$B81)<>\"\",INDIRECT(\"Measures!\"&P$2&$B81),\"\"),\"\")","v":""},{"$f":"IF($B81<>\"\",IF(INDIRECT(\"Measures!\"&Q$2&$B81)<>\"\",INDIRECT(\"Measures!\"&Q$2&$B81),\"\"),\"\")","v":""},{"$f":"IF($B81<>\"\",IF(INDIRECT(\"Measures!\"&R$2&$B81)<>\"\",INDIRECT(\"Measures!\"&R$2&$B81),\"\"),\"\")","v":""},{"$f":"IF($B81<>\"\",IF(INDIRECT(\"Measures!\"&S$2&$B81)<>\"\",INDIRECT(\"Measures!\"&S$2&$B81),\"\"),\"\")","v":""},{"$f":"IF($B81<>\"\",IF(INDIRECT(\"Measures!\"&T$2&$B81)<>\"\",INDIRECT(\"Measures!\"&T$2&$B81),\"\"),\"\")","v":""},{"$f":"IF($B81<>\"\",IF(INDIRECT(\"Measures!\"&U$2&$B81)<>\"\",INDIRECT(\"Measures!\"&U$2&$B81),\"\"),\"\")","v":""},{"$f":"IF($B81<>\"\",IF(INDIRECT(\"Measures!\"&V$2&$B81)<>\"\",INDIRECT(\"Measures!\"&V$2&$B81),\"\"),\"\")","v":""},{"$f":"IF($B81<>\"\",IF(INDIRECT(\"Measures!\"&W$2&$B81)<>\"\",INDIRECT(\"Measures!\"&W$2&$B81),\"\"),\"\")","v":""},{"$f":"IF($B81<>\"\",IF(INDIRECT(\"Measures!\"&X$2&$B81)<>\"\",INDIRECT(\"Measures!\"&X$2&$B81),\"\"),\"\")","v":""},{"$f":"IF($B81<>\"\",IF(INDIRECT(\"Measures!\"&Y$2&$B81)<>\"\",INDIRECT(\"Measures!\"&Y$2&$B81),\"\"),\"\")","v":""},{"$f":"IF($B81<>\"\",IF(INDIRECT(\"Measures!\"&Z$2&$B81)<>\"\",INDIRECT(\"Measures!\"&Z$2&$B81),\"\"),\"\")","v":""},{"$f":"IF($B81<>\"\",IF(INDIRECT(\"Measures!\"&AA$2&$B81)<>\"\",INDIRECT(\"Measures!\"&AA$2&$B81),\"\"),\"\")","v":""},{"$f":"IF($B81<>\"\",IF(INDIRECT(\"Measures!\"&AB$2&$B81)<>\"\",INDIRECT(\"Measures!\"&AB$2&$B81),\"\"),\"\")","v":""},{"$f":"IF($B81<>\"\",IF(INDIRECT(\"Measures!\"&AC$2&$B81)<>\"\",INDIRECT(\"Measures!\"&AC$2&$B81),\"\"),\"\")","v":""},{"$f":"IF($B81<>\"\",IF(INDIRECT(\"Measures!\"&AD$2&$B81)<>\"\",INDIRECT(\"Measures!\"&AD$2&$B81),\"\"),\"\")","v":""},{"$f":"IF($B81<>\"\",IF(INDIRECT(\"Measures!\"&AE$2&$B81)<>\"\",INDIRECT(\"Measures!\"&AE$2&$B81),\"\"),\"\")","v":""},{"$f":"IF($B81<>\"\",IF(INDIRECT(\"Measures!\"&AF$2&$B81)<>\"\",INDIRECT(\"Measures!\"&AF$2&$B81),\"\"),\"\")","v":""},{"$f":"IF($B81<>\"\",IF(INDIRECT(\"Measures!\"&AG$2&$B81)<>\"\",INDIRECT(\"Measures!\"&AG$2&$B81),\"\"),\"\")","v":""},{"$f":"IF($B81<>\"\",IF(INDIRECT(\"Measures!\"&AH$2&$B81)<>\"\",INDIRECT(\"Measures!\"&AH$2&$B81),\"\"),\"\")","v":""},{"$f":"INDEX('Measure Descriptions'!$A$10:$A$46,MATCH(Map_Elec_Fin[[#This Row],[Measure]],'Measure Descriptions'!$B$10:$B$46,0))","v":""},{"$f":"IF($B81<>\"\",IF(VLOOKUP(Map_Elec_Fin[[#This Row],[Measure]],'Measure Descriptions'!$B$10:$H$46,AJ$2,FALSE)<>\"\",VLOOKUP(Map_Elec_Fin[[#This Row],[Measure]],'Measure Descriptions'!$B$10:$H$46,AJ$2,FALSE),\"\"),\"\")","v":""},{"$f":"IF($B81<>\"\",IF(VLOOKUP(Map_Elec_Fin[[#This Row],[Measure]],'Measure Descriptions'!$B$10:$H$46,AK$2,FALSE)<>\"\",VLOOKUP(Map_Elec_Fin[[#This Row],[Measure]],'Measure Descriptions'!$B$10:$H$46,AK$2,FALSE),\"\"),\"\")","v":""},{"$f":"IF($B81<>\"\",IF(VLOOKUP(Map_Elec_Fin[[#This Row],[Measure]],'Measure Descriptions'!$B$10:$H$46,AL$2,FALSE)<>\"\",VLOOKUP(Map_Elec_Fin[[#This Row],[Measure]],'Measure Descriptions'!$B$10:$H$46,AL$2,FALSE),\"\"),\"\")","v":""},{"$f":"IF($B81<>\"\",IF(VLOOKUP(Map_Elec_Fin[[#This Row],[Measure]],'Measure Descriptions'!$B$10:$H$46,AM$2,FALSE)<>\"\",VLOOKUP(Map_Elec_Fin[[#This Row],[Measure]],'Measure Descriptions'!$B$10:$H$46,AM$2,FALSE),\"\"),\"\")","v":""},{"$f":"IF($B81<>\"\",IF(VLOOKUP(Map_Elec_Fin[[#This Row],[Measure]],'Measure Descriptions'!$B$10:$H$46,AN$2,FALSE)<>\"\",VLOOKUP(Map_Elec_Fin[[#This Row],[Measure]],'Measure Descriptions'!$B$10:$H$46,AN$2,FALSE),\"\"),\"\")","v":""},{"$f":"IF($B81<>\"\",IF(VLOOKUP(Map_Elec_Fin[[#This Row],[Measure]],'Measure Descriptions'!$B$10:$H$46,AO$2,FALSE)<>\"\",VLOOKUP(Map_Elec_Fin[[#This Row],[Measure]],'Measure Descriptions'!$B$10:$H$46,AO$2,FALSE),\"\"),\"\")","v":""},{"$f":"IF($B81<>\"\",IF(INDIRECT(\"Measures!\"&AP$2&$B81)<>\"\",INDIRECT(\"Measures!\"&AP$2&$B81),\"\"),\"\")","v":""},null,null,null,null,null,null,null,null,null,null,null,"","",{"$f":"IF($BA81<>\"\",IF(INDIRECT(\"Measures!\"&BD$2&$BA81)<>\"\",INDIRECT(\"Measures!\"&BD$2&$BA81),\"\"),\"\")","v":""},{"$f":"IF($BA81<>\"\",IF(INDIRECT(\"Measures!\"&BE$2&$BA81)<>\"\",INDIRECT(\"Measures!\"&BE$2&$BA81),\"\"),\"\")","v":""},{"$f":"IF($BA81<>\"\",IF(INDIRECT(\"Measures!\"&BF$2&$BA81)<>\"\",INDIRECT(\"Measures!\"&BF$2&$BA81),\"\"),\"\")","v":""},{"$f":"IF($BA81<>\"\",IF(INDIRECT(\"Measures!\"&BG$2&$BA81)<>\"\",INDIRECT(\"Measures!\"&BG$2&$BA81),\"\"),\"\")","v":""},{"$f":"IF($BA81<>\"\",IF(INDIRECT(\"Measures!\"&BH$2&$BA81)<>\"\",INDIRECT(\"Measures!\"&BH$2&$BA81),\"\"),\"\")","v":""},{"$f":"IF($BA81<>\"\",IF(INDIRECT(\"Measures!\"&BI$2&$BA81)<>\"\",INDIRECT(\"Measures!\"&BI$2&$BA81),\"\"),\"\")","v":""},{"$f":"IF($BA81<>\"\",IF(INDIRECT(\"Measures!\"&BJ$2&$BA81)<>\"\",INDIRECT(\"Measures!\"&BJ$2&$BA81),\"\"),\"\")","v":""},{"$f":"IF($BA81<>\"\",IF(INDIRECT(\"Measures!\"&BK$2&$BA81)<>\"\",INDIRECT(\"Measures!\"&BK$2&$BA81),\"\"),\"\")","v":""},{"$f":"IF($BA81<>\"\",IF(INDIRECT(\"Measures!\"&BL$2&$BA81)<>\"\",INDIRECT(\"Measures!\"&BL$2&$BA81),\"\"),\"\")","v":""},{"$f":"IF($BA81<>\"\",IF(INDIRECT(\"Measures!\"&BM$2&$BA81)<>\"\",INDIRECT(\"Measures!\"&BM$2&$BA81),\"\"),\"\")","v":""},{"$f":"IF($BA81<>\"\",IF(INDIRECT(\"Measures!\"&BN$2&$BA81)<>\"\",INDIRECT(\"Measures!\"&BN$2&$BA81),\"\"),\"\")","v":""},{"$f":"IF($BA81<>\"\",IF(INDIRECT(\"Measures!\"&BO$2&$BA81)<>\"\",INDIRECT(\"Measures!\"&BO$2&$BA81),\"\"),\"\")","v":""},{"$f":"IF($BA81<>\"\",IF(INDIRECT(\"Measures!\"&BP$2&$BA81)<>\"\",INDIRECT(\"Measures!\"&BP$2&$BA81),\"\"),\"\")","v":""},{"$f":"IF($BA81<>\"\",IF(INDIRECT(\"Measures!\"&BQ$2&$BA81)<>\"\",INDIRECT(\"Measures!\"&BQ$2&$BA81),\"\"),\"\")","v":""},{"$f":"IF($BA81<>\"\",IF(INDIRECT(\"Measures!\"&BR$2&$BA81)<>\"\",INDIRECT(\"Measures!\"&BR$2&$BA81),\"\"),\"\")","v":""},{"$f":"IF($BA81<>\"\",IF(INDIRECT(\"Measures!\"&BS$2&$BA81)<>\"\",INDIRECT(\"Measures!\"&BS$2&$BA81),\"\"),\"\")","v":""},{"$f":"IF($BA81<>\"\",IF(INDIRECT(\"Measures!\"&BT$2&$BA81)<>\"\",INDIRECT(\"Measures!\"&BT$2&$BA81),\"\"),\"\")","v":""},{"$f":"IF($BA81<>\"\",IF(INDIRECT(\"Measures!\"&BU$2&$BA81)<>\"\",INDIRECT(\"Measures!\"&BU$2&$BA81),\"\"),\"\")","v":""},{"$f":"IF($BA81<>\"\",IF(INDIRECT(\"Measures!\"&BV$2&$BA81)<>\"\",INDIRECT(\"Measures!\"&BV$2&$BA81),\"\"),\"\")","v":""},{"$f":"IF($BA81<>\"\",IF(INDIRECT(\"Measures!\"&BW$2&$BA81)<>\"\",INDIRECT(\"Measures!\"&BW$2&$BA81),\"\"),\"\")","v":""},{"$f":"IF($BA81<>\"\",IF(INDIRECT(\"Measures!\"&BX$2&$BA81)<>\"\",INDIRECT(\"Measures!\"&BX$2&$BA81),\"\"),\"\")","v":""},{"$f":"IF($BA81<>\"\",IF(INDIRECT(\"Measures!\"&BY$2&$BA81)<>\"\",INDIRECT(\"Measures!\"&BY$2&$BA81),\"\"),\"\")","v":""},{"$f":"IF($BA81<>\"\",IF(INDIRECT(\"Measures!\"&BZ$2&$BA81)<>\"\",INDIRECT(\"Measures!\"&BZ$2&$BA81),\"\"),\"\")","v":""},{"$f":"IF($BA81<>\"\",IF(INDIRECT(\"Measures!\"&CA$2&$BA81)<>\"\",INDIRECT(\"Measures!\"&CA$2&$BA81),\"\"),\"\")","v":""},{"$f":"IF($BA81<>\"\",IF(INDIRECT(\"Measures!\"&CB$2&$BA81)<>\"\",INDIRECT(\"Measures!\"&CB$2&$BA81),\"\"),\"\")","v":""},{"$f":"IF($BA81<>\"\",IF(INDIRECT(\"Measures!\"&CC$2&$BA81)<>\"\",INDIRECT(\"Measures!\"&CC$2&$BA81),\"\"),\"\")","v":""},{"$f":"IF($BA81<>\"\",IF(INDIRECT(\"Measures!\"&CD$2&$BA81)<>\"\",INDIRECT(\"Measures!\"&CD$2&$BA81),\"\"),\"\")","v":""},{"$f":"IF($BA81<>\"\",IF(INDIRECT(\"Measures!\"&CE$2&$BA81)<>\"\",INDIRECT(\"Measures!\"&CE$2&$BA81),\"\"),\"\")","v":""},{"$f":"IF($BA81<>\"\",IF(INDIRECT(\"Measures!\"&CF$2&$BA81)<>\"\",INDIRECT(\"Measures!\"&CF$2&$BA81),\"\"),\"\")","v":""},{"$f":"IF($BA81<>\"\",IF(INDIRECT(\"Measures!\"&CG$2&$BA81)<>\"\",INDIRECT(\"Measures!\"&CG$2&$BA81),\"\"),\"\")","v":""},{"$f":"INDEX('Measure Descriptions'!$A$10:$A$46,MATCH(Map_Gas_Fin[[#This Row],[Measure]],'Measure Descriptions'!$B$10:$B$46,0))","v":""},{"$f":"IF($BA81<>\"\",IF(VLOOKUP(Map_Gas_Fin[[#This Row],[Measure]],'Measure Descriptions'!$B$10:$H$46,CI$2,FALSE)<>\"\",VLOOKUP(Map_Gas_Fin[[#This Row],[Measure]],'Measure Descriptions'!$B$10:$H$46,CI$2,FALSE),\"\"),\"\")","v":""},{"$f":"IF($BA81<>\"\",IF(VLOOKUP(Map_Gas_Fin[[#This Row],[Measure]],'Measure Descriptions'!$B$10:$H$46,CJ$2,FALSE)<>\"\",VLOOKUP(Map_Gas_Fin[[#This Row],[Measure]],'Measure Descriptions'!$B$10:$H$46,CJ$2,FALSE),\"\"),\"\")","v":""},{"$f":"IF($BA81<>\"\",IF(VLOOKUP(Map_Gas_Fin[[#This Row],[Measure]],'Measure Descriptions'!$B$10:$H$46,CK$2,FALSE)<>\"\",VLOOKUP(Map_Gas_Fin[[#This Row],[Measure]],'Measure Descriptions'!$B$10:$H$46,CK$2,FALSE),\"\"),\"\")","v":""},{"$f":"IF($BA81<>\"\",IF(VLOOKUP(Map_Gas_Fin[[#This Row],[Measure]],'Measure Descriptions'!$B$10:$H$46,CL$2,FALSE)<>\"\",VLOOKUP(Map_Gas_Fin[[#This Row],[Measure]],'Measure Descriptions'!$B$10:$H$46,CL$2,FALSE),\"\"),\"\")","v":""},{"$f":"IF($BA81<>\"\",IF(VLOOKUP(Map_Gas_Fin[[#This Row],[Measure]],'Measure Descriptions'!$B$10:$H$46,CM$2,FALSE)<>\"\",VLOOKUP(Map_Gas_Fin[[#This Row],[Measure]],'Measure Descriptions'!$B$10:$H$46,CM$2,FALSE),\"\"),\"\")","v":""},{"$f":"IF($BA81<>\"\",IF(VLOOKUP(Map_Gas_Fin[[#This Row],[Measure]],'Measure Descriptions'!$B$10:$H$46,CN$2,FALSE)<>\"\",VLOOKUP(Map_Gas_Fin[[#This Row],[Measure]],'Measure Descriptions'!$B$10:$H$46,CN$2,FALSE),\"\"),\"\")","v":""},{"$f":"IF($BA81<>\"\",IF(INDIRECT(\"Measures!\"&CO$2&$BA81)<>\"\",INDIRECT(\"Measures!\"&CO$2&$BA81),\"\"),\"\")","v":""}]
[null,null,"","",{"$f":"IF($B82<>\"\",IF(INDIRECT(\"Measures!\"&E$2&$B82)<>\"\",INDIRECT(\"Measures!\"&E$2&$B82),\"\"),\"\")","v":""},{"$f":"IF($B82<>\"\",IF(INDIRECT(\"Measures!\"&F$2&$B82)<>\"\",INDIRECT(\"Measures!\"&F$2&$B82),\"\"),\"\")","v":""},{"$f":"IF($B82<>\"\",IF(INDIRECT(\"Measures!\"&G$2&$B82)<>\"\",INDIRECT(\"Measures!\"&G$2&$B82),\"\"),\"\")","v":""},{"$f":"IF($B82<>\"\",IF(INDIRECT(\"Measures!\"&H$2&$B82)<>\"\",INDIRECT(\"Measures!\"&H$2&$B82),\"\"),\"\")","v":""},{"$f":"IF($B82<>\"\",IF(INDIRECT(\"Measures!\"&I$2&$B82)<>\"\",INDIRECT(\"Measures!\"&I$2&$B82),\"\"),\"\")","v":""},{"$f":"IF($B82<>\"\",IF(INDIRECT(\"Measures!\"&J$2&$B82)<>\"\",INDIRECT(\"Measures!\"&J$2&$B82),\"\"),\"\")","v":""},{"$f":"IF($B82<>\"\",IF(INDIRECT(\"Measures!\"&K$2&$B82)<>\"\",INDIRECT(\"Measures!\"&K$2&$B82),\"\"),\"\")","v":""},{"$f":"IF($B82<>\"\",IF(INDIRECT(\"Measures!\"&L$2&$B82)<>\"\",INDIRECT(\"Measures!\"&L$2&$B82),\"\"),\"\")","v":""},{"$f":"IF($B82<>\"\",IF(INDIRECT(\"Measures!\"&M$2&$B82)<>\"\",INDIRECT(\"Measures!\"&M$2&$B82),\"\"),\"\")","v":""},{"$f":"IF($B82<>\"\",IF(INDIRECT(\"Measures!\"&N$2&$B82)<>\"\",INDIRECT(\"Measures!\"&N$2&$B82),\"\"),\"\")","v":""},{"$f":"IF($B82<>\"\",IF(INDIRECT(\"Measures!\"&O$2&$B82)<>\"\",INDIRECT(\"Measures!\"&O$2&$B82),\"\"),\"\")","v":""},{"$f":"IF($B82<>\"\",IF(INDIRECT(\"Measures!\"&P$2&$B82)<>\"\",INDIRECT(\"Measures!\"&P$2&$B82),\"\"),\"\")","v":""},{"$f":"IF($B82<>\"\",IF(INDIRECT(\"Measures!\"&Q$2&$B82)<>\"\",INDIRECT(\"Measures!\"&Q$2&$B82),\"\"),\"\")","v":""},{"$f":"IF($B82<>\"\",IF(INDIRECT(\"Measures!\"&R$2&$B82)<>\"\",INDIRECT(\"Measures!\"&R$2&$B82),\"\"),\"\")","v":""},{"$f":"IF($B82<>\"\",IF(INDIRECT(\"Measures!\"&S$2&$B82)<>\"\",INDIRECT(\"Measures!\"&S$2&$B82),\"\"),\"\")","v":""},{"$f":"IF($B82<>\"\",IF(INDIRECT(\"Measures!\"&T$2&$B82)<>\"\",INDIRECT(\"Measures!\"&T$2&$B82),\"\"),\"\")","v":""},{"$f":"IF($B82<>\"\",IF(INDIRECT(\"Measures!\"&U$2&$B82)<>\"\",INDIRECT(\"Measures!\"&U$2&$B82),\"\"),\"\")","v":""},{"$f":"IF($B82<>\"\",IF(INDIRECT(\"Measures!\"&V$2&$B82)<>\"\",INDIRECT(\"Measures!\"&V$2&$B82),\"\"),\"\")","v":""},{"$f":"IF($B82<>\"\",IF(INDIRECT(\"Measures!\"&W$2&$B82)<>\"\",INDIRECT(\"Measures!\"&W$2&$B82),\"\"),\"\")","v":""},{"$f":"IF($B82<>\"\",IF(INDIRECT(\"Measures!\"&X$2&$B82)<>\"\",INDIRECT(\"Measures!\"&X$2&$B82),\"\"),\"\")","v":""},{"$f":"IF($B82<>\"\",IF(INDIRECT(\"Measures!\"&Y$2&$B82)<>\"\",INDIRECT(\"Measures!\"&Y$2&$B82),\"\"),\"\")","v":""},{"$f":"IF($B82<>\"\",IF(INDIRECT(\"Measures!\"&Z$2&$B82)<>\"\",INDIRECT(\"Measures!\"&Z$2&$B82),\"\"),\"\")","v":""},{"$f":"IF($B82<>\"\",IF(INDIRECT(\"Measures!\"&AA$2&$B82)<>\"\",INDIRECT(\"Measures!\"&AA$2&$B82),\"\"),\"\")","v":""},{"$f":"IF($B82<>\"\",IF(INDIRECT(\"Measures!\"&AB$2&$B82)<>\"\",INDIRECT(\"Measures!\"&AB$2&$B82),\"\"),\"\")","v":""},{"$f":"IF($B82<>\"\",IF(INDIRECT(\"Measures!\"&AC$2&$B82)<>\"\",INDIRECT(\"Measures!\"&AC$2&$B82),\"\"),\"\")","v":""},{"$f":"IF($B82<>\"\",IF(INDIRECT(\"Measures!\"&AD$2&$B82)<>\"\",INDIRECT(\"Measures!\"&AD$2&$B82),\"\"),\"\")","v":""},{"$f":"IF($B82<>\"\",IF(INDIRECT(\"Measures!\"&AE$2&$B82)<>\"\",INDIRECT(\"Measures!\"&AE$2&$B82),\"\"),\"\")","v":""},{"$f":"IF($B82<>\"\",IF(INDIRECT(\"Measures!\"&AF$2&$B82)<>\"\",INDIRECT(\"Measures!\"&AF$2&$B82),\"\"),\"\")","v":""},{"$f":"IF($B82<>\"\",IF(INDIRECT(\"Measures!\"&AG$2&$B82)<>\"\",INDIRECT(\"Measures!\"&AG$2&$B82),\"\"),\"\")","v":""},{"$f":"IF($B82<>\"\",IF(INDIRECT(\"Measures!\"&AH$2&$B82)<>\"\",INDIRECT(\"Measures!\"&AH$2&$B82),\"\"),\"\")","v":""},{"$f":"INDEX('Measure Descriptions'!$A$10:$A$46,MATCH(Map_Elec_Fin[[#This Row],[Measure]],'Measure Descriptions'!$B$10:$B$46,0))","v":""},{"$f":"IF($B82<>\"\",IF(VLOOKUP(Map_Elec_Fin[[#This Row],[Measure]],'Measure Descriptions'!$B$10:$H$46,AJ$2,FALSE)<>\"\",VLOOKUP(Map_Elec_Fin[[#This Row],[Measure]],'Measure Descriptions'!$B$10:$H$46,AJ$2,FALSE),\"\"),\"\")","v":""},{"$f":"IF($B82<>\"\",IF(VLOOKUP(Map_Elec_Fin[[#This Row],[Measure]],'Measure Descriptions'!$B$10:$H$46,AK$2,FALSE)<>\"\",VLOOKUP(Map_Elec_Fin[[#This Row],[Measure]],'Measure Descriptions'!$B$10:$H$46,AK$2,FALSE),\"\"),\"\")","v":""},{"$f":"IF($B82<>\"\",IF(VLOOKUP(Map_Elec_Fin[[#This Row],[Measure]],'Measure Descriptions'!$B$10:$H$46,AL$2,FALSE)<>\"\",VLOOKUP(Map_Elec_Fin[[#This Row],[Measure]],'Measure Descriptions'!$B$10:$H$46,AL$2,FALSE),\"\"),\"\")","v":""},{"$f":"IF($B82<>\"\",IF(VLOOKUP(Map_Elec_Fin[[#This Row],[Measure]],'Measure Descriptions'!$B$10:$H$46,AM$2,FALSE)<>\"\",VLOOKUP(Map_Elec_Fin[[#This Row],[Measure]],'Measure Descriptions'!$B$10:$H$46,AM$2,FALSE),\"\"),\"\")","v":""},{"$f":"IF($B82<>\"\",IF(VLOOKUP(Map_Elec_Fin[[#This Row],[Measure]],'Measure Descriptions'!$B$10:$H$46,AN$2,FALSE)<>\"\",VLOOKUP(Map_Elec_Fin[[#This Row],[Measure]],'Measure Descriptions'!$B$10:$H$46,AN$2,FALSE),\"\"),\"\")","v":""},{"$f":"IF($B82<>\"\",IF(VLOOKUP(Map_Elec_Fin[[#This Row],[Measure]],'Measure Descriptions'!$B$10:$H$46,AO$2,FALSE)<>\"\",VLOOKUP(Map_Elec_Fin[[#This Row],[Measure]],'Measure Descriptions'!$B$10:$H$46,AO$2,FALSE),\"\"),\"\")","v":""},{"$f":"IF($B82<>\"\",IF(INDIRECT(\"Measures!\"&AP$2&$B82)<>\"\",INDIRECT(\"Measures!\"&AP$2&$B82),\"\"),\"\")","v":""},null,null,null,null,null,null,null,null,null,null,null,"","",{"$f":"IF($BA82<>\"\",IF(INDIRECT(\"Measures!\"&BD$2&$BA82)<>\"\",INDIRECT(\"Measures!\"&BD$2&$BA82),\"\"),\"\")","v":""},{"$f":"IF($BA82<>\"\",IF(INDIRECT(\"Measures!\"&BE$2&$BA82)<>\"\",INDIRECT(\"Measures!\"&BE$2&$BA82),\"\"),\"\")","v":""},{"$f":"IF($BA82<>\"\",IF(INDIRECT(\"Measures!\"&BF$2&$BA82)<>\"\",INDIRECT(\"Measures!\"&BF$2&$BA82),\"\"),\"\")","v":""},{"$f":"IF($BA82<>\"\",IF(INDIRECT(\"Measures!\"&BG$2&$BA82)<>\"\",INDIRECT(\"Measures!\"&BG$2&$BA82),\"\"),\"\")","v":""},{"$f":"IF($BA82<>\"\",IF(INDIRECT(\"Measures!\"&BH$2&$BA82)<>\"\",INDIRECT(\"Measures!\"&BH$2&$BA82),\"\"),\"\")","v":""},{"$f":"IF($BA82<>\"\",IF(INDIRECT(\"Measures!\"&BI$2&$BA82)<>\"\",INDIRECT(\"Measures!\"&BI$2&$BA82),\"\"),\"\")","v":""},{"$f":"IF($BA82<>\"\",IF(INDIRECT(\"Measures!\"&BJ$2&$BA82)<>\"\",INDIRECT(\"Measures!\"&BJ$2&$BA82),\"\"),\"\")","v":""},{"$f":"IF($BA82<>\"\",IF(INDIRECT(\"Measures!\"&BK$2&$BA82)<>\"\",INDIRECT(\"Measures!\"&BK$2&$BA82),\"\"),\"\")","v":""},{"$f":"IF($BA82<>\"\",IF(INDIRECT(\"Measures!\"&BL$2&$BA82)<>\"\",INDIRECT(\"Measures!\"&BL$2&$BA82),\"\"),\"\")","v":""},{"$f":"IF($BA82<>\"\",IF(INDIRECT(\"Measures!\"&BM$2&$BA82)<>\"\",INDIRECT(\"Measures!\"&BM$2&$BA82),\"\"),\"\")","v":""},{"$f":"IF($BA82<>\"\",IF(INDIRECT(\"Measures!\"&BN$2&$BA82)<>\"\",INDIRECT(\"Measures!\"&BN$2&$BA82),\"\"),\"\")","v":""},{"$f":"IF($BA82<>\"\",IF(INDIRECT(\"Measures!\"&BO$2&$BA82)<>\"\",INDIRECT(\"Measures!\"&BO$2&$BA82),\"\"),\"\")","v":""},{"$f":"IF($BA82<>\"\",IF(INDIRECT(\"Measures!\"&BP$2&$BA82)<>\"\",INDIRECT(\"Measures!\"&BP$2&$BA82),\"\"),\"\")","v":""},{"$f":"IF($BA82<>\"\",IF(INDIRECT(\"Measures!\"&BQ$2&$BA82)<>\"\",INDIRECT(\"Measures!\"&BQ$2&$BA82),\"\"),\"\")","v":""},{"$f":"IF($BA82<>\"\",IF(INDIRECT(\"Measures!\"&BR$2&$BA82)<>\"\",INDIRECT(\"Measures!\"&BR$2&$BA82),\"\"),\"\")","v":""},{"$f":"IF($BA82<>\"\",IF(INDIRECT(\"Measures!\"&BS$2&$BA82)<>\"\",INDIRECT(\"Measures!\"&BS$2&$BA82),\"\"),\"\")","v":""},{"$f":"IF($BA82<>\"\",IF(INDIRECT(\"Measures!\"&BT$2&$BA82)<>\"\",INDIRECT(\"Measures!\"&BT$2&$BA82),\"\"),\"\")","v":""},{"$f":"IF($BA82<>\"\",IF(INDIRECT(\"Measures!\"&BU$2&$BA82)<>\"\",INDIRECT(\"Measures!\"&BU$2&$BA82),\"\"),\"\")","v":""},{"$f":"IF($BA82<>\"\",IF(INDIRECT(\"Measures!\"&BV$2&$BA82)<>\"\",INDIRECT(\"Measures!\"&BV$2&$BA82),\"\"),\"\")","v":""},{"$f":"IF($BA82<>\"\",IF(INDIRECT(\"Measures!\"&BW$2&$BA82)<>\"\",INDIRECT(\"Measures!\"&BW$2&$BA82),\"\"),\"\")","v":""},{"$f":"IF($BA82<>\"\",IF(INDIRECT(\"Measures!\"&BX$2&$BA82)<>\"\",INDIRECT(\"Measures!\"&BX$2&$BA82),\"\"),\"\")","v":""},{"$f":"IF($BA82<>\"\",IF(INDIRECT(\"Measures!\"&BY$2&$BA82)<>\"\",INDIRECT(\"Measures!\"&BY$2&$BA82),\"\"),\"\")","v":""},{"$f":"IF($BA82<>\"\",IF(INDIRECT(\"Measures!\"&BZ$2&$BA82)<>\"\",INDIRECT(\"Measures!\"&BZ$2&$BA82),\"\"),\"\")","v":""},{"$f":"IF($BA82<>\"\",IF(INDIRECT(\"Measures!\"&CA$2&$BA82)<>\"\",INDIRECT(\"Measures!\"&CA$2&$BA82),\"\"),\"\")","v":""},{"$f":"IF($BA82<>\"\",IF(INDIRECT(\"Measures!\"&CB$2&$BA82)<>\"\",INDIRECT(\"Measures!\"&CB$2&$BA82),\"\"),\"\")","v":""},{"$f":"IF($BA82<>\"\",IF(INDIRECT(\"Measures!\"&CC$2&$BA82)<>\"\",INDIRECT(\"Measures!\"&CC$2&$BA82),\"\"),\"\")","v":""},{"$f":"IF($BA82<>\"\",IF(INDIRECT(\"Measures!\"&CD$2&$BA82)<>\"\",INDIRECT(\"Measures!\"&CD$2&$BA82),\"\"),\"\")","v":""},{"$f":"IF($BA82<>\"\",IF(INDIRECT(\"Measures!\"&CE$2&$BA82)<>\"\",INDIRECT(\"Measures!\"&CE$2&$BA82),\"\"),\"\")","v":""},{"$f":"IF($BA82<>\"\",IF(INDIRECT(\"Measures!\"&CF$2&$BA82)<>\"\",INDIRECT(\"Measures!\"&CF$2&$BA82),\"\"),\"\")","v":""},{"$f":"IF($BA82<>\"\",IF(INDIRECT(\"Measures!\"&CG$2&$BA82)<>\"\",INDIRECT(\"Measures!\"&CG$2&$BA82),\"\"),\"\")","v":""},{"$f":"INDEX('Measure Descriptions'!$A$10:$A$46,MATCH(Map_Gas_Fin[[#This Row],[Measure]],'Measure Descriptions'!$B$10:$B$46,0))","v":""},{"$f":"IF($BA82<>\"\",IF(VLOOKUP(Map_Gas_Fin[[#This Row],[Measure]],'Measure Descriptions'!$B$10:$H$46,CI$2,FALSE)<>\"\",VLOOKUP(Map_Gas_Fin[[#This Row],[Measure]],'Measure Descriptions'!$B$10:$H$46,CI$2,FALSE),\"\"),\"\")","v":""},{"$f":"IF($BA82<>\"\",IF(VLOOKUP(Map_Gas_Fin[[#This Row],[Measure]],'Measure Descriptions'!$B$10:$H$46,CJ$2,FALSE)<>\"\",VLOOKUP(Map_Gas_Fin[[#This Row],[Measure]],'Measure Descriptions'!$B$10:$H$46,CJ$2,FALSE),\"\"),\"\")","v":""},{"$f":"IF($BA82<>\"\",IF(VLOOKUP(Map_Gas_Fin[[#This Row],[Measure]],'Measure Descriptions'!$B$10:$H$46,CK$2,FALSE)<>\"\",VLOOKUP(Map_Gas_Fin[[#This Row],[Measure]],'Measure Descriptions'!$B$10:$H$46,CK$2,FALSE),\"\"),\"\")","v":""},{"$f":"IF($BA82<>\"\",IF(VLOOKUP(Map_Gas_Fin[[#This Row],[Measure]],'Measure Descriptions'!$B$10:$H$46,CL$2,FALSE)<>\"\",VLOOKUP(Map_Gas_Fin[[#This Row],[Measure]],'Measure Descriptions'!$B$10:$H$46,CL$2,FALSE),\"\"),\"\")","v":""},{"$f":"IF($BA82<>\"\",IF(VLOOKUP(Map_Gas_Fin[[#This Row],[Measure]],'Measure Descriptions'!$B$10:$H$46,CM$2,FALSE)<>\"\",VLOOKUP(Map_Gas_Fin[[#This Row],[Measure]],'Measure Descriptions'!$B$10:$H$46,CM$2,FALSE),\"\"),\"\")","v":""},{"$f":"IF($BA82<>\"\",IF(VLOOKUP(Map_Gas_Fin[[#This Row],[Measure]],'Measure Descriptions'!$B$10:$H$46,CN$2,FALSE)<>\"\",VLOOKUP(Map_Gas_Fin[[#This Row],[Measure]],'Measure Descriptions'!$B$10:$H$46,CN$2,FALSE),\"\"),\"\")","v":""},{"$f":"IF($BA82<>\"\",IF(INDIRECT(\"Measures!\"&CO$2&$BA82)<>\"\",INDIRECT(\"Measures!\"&CO$2&$BA82),\"\"),\"\")","v":""}]
[null,null,"","",{"$f":"IF($B83<>\"\",IF(INDIRECT(\"Measures!\"&E$2&$B83)<>\"\",INDIRECT(\"Measures!\"&E$2&$B83),\"\"),\"\")","v":""},{"$f":"IF($B83<>\"\",IF(INDIRECT(\"Measures!\"&F$2&$B83)<>\"\",INDIRECT(\"Measures!\"&F$2&$B83),\"\"),\"\")","v":""},{"$f":"IF($B83<>\"\",IF(INDIRECT(\"Measures!\"&G$2&$B83)<>\"\",INDIRECT(\"Measures!\"&G$2&$B83),\"\"),\"\")","v":""},{"$f":"IF($B83<>\"\",IF(INDIRECT(\"Measures!\"&H$2&$B83)<>\"\",INDIRECT(\"Measures!\"&H$2&$B83),\"\"),\"\")","v":""},{"$f":"IF($B83<>\"\",IF(INDIRECT(\"Measures!\"&I$2&$B83)<>\"\",INDIRECT(\"Measures!\"&I$2&$B83),\"\"),\"\")","v":""},{"$f":"IF($B83<>\"\",IF(INDIRECT(\"Measures!\"&J$2&$B83)<>\"\",INDIRECT(\"Measures!\"&J$2&$B83),\"\"),\"\")","v":""},{"$f":"IF($B83<>\"\",IF(INDIRECT(\"Measures!\"&K$2&$B83)<>\"\",INDIRECT(\"Measures!\"&K$2&$B83),\"\"),\"\")","v":""},{"$f":"IF($B83<>\"\",IF(INDIRECT(\"Measures!\"&L$2&$B83)<>\"\",INDIRECT(\"Measures!\"&L$2&$B83),\"\"),\"\")","v":""},{"$f":"IF($B83<>\"\",IF(INDIRECT(\"Measures!\"&M$2&$B83)<>\"\",INDIRECT(\"Measures!\"&M$2&$B83),\"\"),\"\")","v":""},{"$f":"IF($B83<>\"\",IF(INDIRECT(\"Measures!\"&N$2&$B83)<>\"\",INDIRECT(\"Measures!\"&N$2&$B83),\"\"),\"\")","v":""},{"$f":"IF($B83<>\"\",IF(INDIRECT(\"Measures!\"&O$2&$B83)<>\"\",INDIRECT(\"Measures!\"&O$2&$B83),\"\"),\"\")","v":""},{"$f":"IF($B83<>\"\",IF(INDIRECT(\"Measures!\"&P$2&$B83)<>\"\",INDIRECT(\"Measures!\"&P$2&$B83),\"\"),\"\")","v":""},{"$f":"IF($B83<>\"\",IF(INDIRECT(\"Measures!\"&Q$2&$B83)<>\"\",INDIRECT(\"Measures!\"&Q$2&$B83),\"\"),\"\")","v":""},{"$f":"IF($B83<>\"\",IF(INDIRECT(\"Measures!\"&R$2&$B83)<>\"\",INDIRECT(\"Measures!\"&R$2&$B83),\"\"),\"\")","v":""},{"$f":"IF($B83<>\"\",IF(INDIRECT(\"Measures!\"&S$2&$B83)<>\"\",INDIRECT(\"Measures!\"&S$2&$B83),\"\"),\"\")","v":""},{"$f":"IF($B83<>\"\",IF(INDIRECT(\"Measures!\"&T$2&$B83)<>\"\",INDIRECT(\"Measures!\"&T$2&$B83),\"\"),\"\")","v":""},{"$f":"IF($B83<>\"\",IF(INDIRECT(\"Measures!\"&U$2&$B83)<>\"\",INDIRECT(\"Measures!\"&U$2&$B83),\"\"),\"\")","v":""},{"$f":"IF($B83<>\"\",IF(INDIRECT(\"Measures!\"&V$2&$B83)<>\"\",INDIRECT(\"Measures!\"&V$2&$B83),\"\"),\"\")","v":""},{"$f":"IF($B83<>\"\",IF(INDIRECT(\"Measures!\"&W$2&$B83)<>\"\",INDIRECT(\"Measures!\"&W$2&$B83),\"\"),\"\")","v":""},{"$f":"IF($B83<>\"\",IF(INDIRECT(\"Measures!\"&X$2&$B83)<>\"\",INDIRECT(\"Measures!\"&X$2&$B83),\"\"),\"\")","v":""},{"$f":"IF($B83<>\"\",IF(INDIRECT(\"Measures!\"&Y$2&$B83)<>\"\",INDIRECT(\"Measures!\"&Y$2&$B83),\"\"),\"\")","v":""},{"$f":"IF($B83<>\"\",IF(INDIRECT(\"Measures!\"&Z$2&$B83)<>\"\",INDIRECT(\"Measures!\"&Z$2&$B83),\"\"),\"\")","v":""},{"$f":"IF($B83<>\"\",IF(INDIRECT(\"Measures!\"&AA$2&$B83)<>\"\",INDIRECT(\"Measures!\"&AA$2&$B83),\"\"),\"\")","v":""},{"$f":"IF($B83<>\"\",IF(INDIRECT(\"Measures!\"&AB$2&$B83)<>\"\",INDIRECT(\"Measures!\"&AB$2&$B83),\"\"),\"\")","v":""},{"$f":"IF($B83<>\"\",IF(INDIRECT(\"Measures!\"&AC$2&$B83)<>\"\",INDIRECT(\"Measures!\"&AC$2&$B83),\"\"),\"\")","v":""},{"$f":"IF($B83<>\"\",IF(INDIRECT(\"Measures!\"&AD$2&$B83)<>\"\",INDIRECT(\"Measures!\"&AD$2&$B83),\"\"),\"\")","v":""},{"$f":"IF($B83<>\"\",IF(INDIRECT(\"Measures!\"&AE$2&$B83)<>\"\",INDIRECT(\"Measures!\"&AE$2&$B83),\"\"),\"\")","v":""},{"$f":"IF($B83<>\"\",IF(INDIRECT(\"Measures!\"&AF$2&$B83)<>\"\",INDIRECT(\"Measures!\"&AF$2&$B83),\"\"),\"\")","v":""},{"$f":"IF($B83<>\"\",IF(INDIRECT(\"Measures!\"&AG$2&$B83)<>\"\",INDIRECT(\"Measures!\"&AG$2&$B83),\"\"),\"\")","v":""},{"$f":"IF($B83<>\"\",IF(INDIRECT(\"Measures!\"&AH$2&$B83)<>\"\",INDIRECT(\"Measures!\"&AH$2&$B83),\"\"),\"\")","v":""},{"$f":"INDEX('Measure Descriptions'!$A$10:$A$46,MATCH(Map_Elec_Fin[[#This Row],[Measure]],'Measure Descriptions'!$B$10:$B$46,0))","v":""},{"$f":"IF($B83<>\"\",IF(VLOOKUP(Map_Elec_Fin[[#This Row],[Measure]],'Measure Descriptions'!$B$10:$H$46,AJ$2,FALSE)<>\"\",VLOOKUP(Map_Elec_Fin[[#This Row],[Measure]],'Measure Descriptions'!$B$10:$H$46,AJ$2,FALSE),\"\"),\"\")","v":""},{"$f":"IF($B83<>\"\",IF(VLOOKUP(Map_Elec_Fin[[#This Row],[Measure]],'Measure Descriptions'!$B$10:$H$46,AK$2,FALSE)<>\"\",VLOOKUP(Map_Elec_Fin[[#This Row],[Measure]],'Measure Descriptions'!$B$10:$H$46,AK$2,FALSE),\"\"),\"\")","v":""},{"$f":"IF($B83<>\"\",IF(VLOOKUP(Map_Elec_Fin[[#This Row],[Measure]],'Measure Descriptions'!$B$10:$H$46,AL$2,FALSE)<>\"\",VLOOKUP(Map_Elec_Fin[[#This Row],[Measure]],'Measure Descriptions'!$B$10:$H$46,AL$2,FALSE),\"\"),\"\")","v":""},{"$f":"IF($B83<>\"\",IF(VLOOKUP(Map_Elec_Fin[[#This Row],[Measure]],'Measure Descriptions'!$B$10:$H$46,AM$2,FALSE)<>\"\",VLOOKUP(Map_Elec_Fin[[#This Row],[Measure]],'Measure Descriptions'!$B$10:$H$46,AM$2,FALSE),\"\"),\"\")","v":""},{"$f":"IF($B83<>\"\",IF(VLOOKUP(Map_Elec_Fin[[#This Row],[Measure]],'Measure Descriptions'!$B$10:$H$46,AN$2,FALSE)<>\"\",VLOOKUP(Map_Elec_Fin[[#This Row],[Measure]],'Measure Descriptions'!$B$10:$H$46,AN$2,FALSE),\"\"),\"\")","v":""},{"$f":"IF($B83<>\"\",IF(VLOOKUP(Map_Elec_Fin[[#This Row],[Measure]],'Measure Descriptions'!$B$10:$H$46,AO$2,FALSE)<>\"\",VLOOKUP(Map_Elec_Fin[[#This Row],[Measure]],'Measure Descriptions'!$B$10:$H$46,AO$2,FALSE),\"\"),\"\")","v":""},{"$f":"IF($B83<>\"\",IF(INDIRECT(\"Measures!\"&AP$2&$B83)<>\"\",INDIRECT(\"Measures!\"&AP$2&$B83),\"\"),\"\")","v":""},null,null,null,null,null,null,null,null,null,null,null,"","",{"$f":"IF($BA83<>\"\",IF(INDIRECT(\"Measures!\"&BD$2&$BA83)<>\"\",INDIRECT(\"Measures!\"&BD$2&$BA83),\"\"),\"\")","v":""},{"$f":"IF($BA83<>\"\",IF(INDIRECT(\"Measures!\"&BE$2&$BA83)<>\"\",INDIRECT(\"Measures!\"&BE$2&$BA83),\"\"),\"\")","v":""},{"$f":"IF($BA83<>\"\",IF(INDIRECT(\"Measures!\"&BF$2&$BA83)<>\"\",INDIRECT(\"Measures!\"&BF$2&$BA83),\"\"),\"\")","v":""},{"$f":"IF($BA83<>\"\",IF(INDIRECT(\"Measures!\"&BG$2&$BA83)<>\"\",INDIRECT(\"Measures!\"&BG$2&$BA83),\"\"),\"\")","v":""},{"$f":"IF($BA83<>\"\",IF(INDIRECT(\"Measures!\"&BH$2&$BA83)<>\"\",INDIRECT(\"Measures!\"&BH$2&$BA83),\"\"),\"\")","v":""},{"$f":"IF($BA83<>\"\",IF(INDIRECT(\"Measures!\"&BI$2&$BA83)<>\"\",INDIRECT(\"Measures!\"&BI$2&$BA83),\"\"),\"\")","v":""},{"$f":"IF($BA83<>\"\",IF(INDIRECT(\"Measures!\"&BJ$2&$BA83)<>\"\",INDIRECT(\"Measures!\"&BJ$2&$BA83),\"\"),\"\")","v":""},{"$f":"IF($BA83<>\"\",IF(INDIRECT(\"Measures!\"&BK$2&$BA83)<>\"\",INDIRECT(\"Measures!\"&BK$2&$BA83),\"\"),\"\")","v":""},{"$f":"IF($BA83<>\"\",IF(INDIRECT(\"Measures!\"&BL$2&$BA83)<>\"\",INDIRECT(\"Measures!\"&BL$2&$BA83),\"\"),\"\")","v":""},{"$f":"IF($BA83<>\"\",IF(INDIRECT(\"Measures!\"&BM$2&$BA83)<>\"\",INDIRECT(\"Measures!\"&BM$2&$BA83),\"\"),\"\")","v":""},{"$f":"IF($BA83<>\"\",IF(INDIRECT(\"Measures!\"&BN$2&$BA83)<>\"\",INDIRECT(\"Measures!\"&BN$2&$BA83),\"\"),\"\")","v":""},{"$f":"IF($BA83<>\"\",IF(INDIRECT(\"Measures!\"&BO$2&$BA83)<>\"\",INDIRECT(\"Measures!\"&BO$2&$BA83),\"\"),\"\")","v":""},{"$f":"IF($BA83<>\"\",IF(INDIRECT(\"Measures!\"&BP$2&$BA83)<>\"\",INDIRECT(\"Measures!\"&BP$2&$BA83),\"\"),\"\")","v":""},{"$f":"IF($BA83<>\"\",IF(INDIRECT(\"Measures!\"&BQ$2&$BA83)<>\"\",INDIRECT(\"Measures!\"&BQ$2&$BA83),\"\"),\"\")","v":""},{"$f":"IF($BA83<>\"\",IF(INDIRECT(\"Measures!\"&BR$2&$BA83)<>\"\",INDIRECT(\"Measures!\"&BR$2&$BA83),\"\"),\"\")","v":""},{"$f":"IF($BA83<>\"\",IF(INDIRECT(\"Measures!\"&BS$2&$BA83)<>\"\",INDIRECT(\"Measures!\"&BS$2&$BA83),\"\"),\"\")","v":""},{"$f":"IF($BA83<>\"\",IF(INDIRECT(\"Measures!\"&BT$2&$BA83)<>\"\",INDIRECT(\"Measures!\"&BT$2&$BA83),\"\"),\"\")","v":""},{"$f":"IF($BA83<>\"\",IF(INDIRECT(\"Measures!\"&BU$2&$BA83)<>\"\",INDIRECT(\"Measures!\"&BU$2&$BA83),\"\"),\"\")","v":""},{"$f":"IF($BA83<>\"\",IF(INDIRECT(\"Measures!\"&BV$2&$BA83)<>\"\",INDIRECT(\"Measures!\"&BV$2&$BA83),\"\"),\"\")","v":""},{"$f":"IF($BA83<>\"\",IF(INDIRECT(\"Measures!\"&BW$2&$BA83)<>\"\",INDIRECT(\"Measures!\"&BW$2&$BA83),\"\"),\"\")","v":""},{"$f":"IF($BA83<>\"\",IF(INDIRECT(\"Measures!\"&BX$2&$BA83)<>\"\",INDIRECT(\"Measures!\"&BX$2&$BA83),\"\"),\"\")","v":""},{"$f":"IF($BA83<>\"\",IF(INDIRECT(\"Measures!\"&BY$2&$BA83)<>\"\",INDIRECT(\"Measures!\"&BY$2&$BA83),\"\"),\"\")","v":""},{"$f":"IF($BA83<>\"\",IF(INDIRECT(\"Measures!\"&BZ$2&$BA83)<>\"\",INDIRECT(\"Measures!\"&BZ$2&$BA83),\"\"),\"\")","v":""},{"$f":"IF($BA83<>\"\",IF(INDIRECT(\"Measures!\"&CA$2&$BA83)<>\"\",INDIRECT(\"Measures!\"&CA$2&$BA83),\"\"),\"\")","v":""},{"$f":"IF($BA83<>\"\",IF(INDIRECT(\"Measures!\"&CB$2&$BA83)<>\"\",INDIRECT(\"Measures!\"&CB$2&$BA83),\"\"),\"\")","v":""},{"$f":"IF($BA83<>\"\",IF(INDIRECT(\"Measures!\"&CC$2&$BA83)<>\"\",INDIRECT(\"Measures!\"&CC$2&$BA83),\"\"),\"\")","v":""},{"$f":"IF($BA83<>\"\",IF(INDIRECT(\"Measures!\"&CD$2&$BA83)<>\"\",INDIRECT(\"Measures!\"&CD$2&$BA83),\"\"),\"\")","v":""},{"$f":"IF($BA83<>\"\",IF(INDIRECT(\"Measures!\"&CE$2&$BA83)<>\"\",INDIRECT(\"Measures!\"&CE$2&$BA83),\"\"),\"\")","v":""},{"$f":"IF($BA83<>\"\",IF(INDIRECT(\"Measures!\"&CF$2&$BA83)<>\"\",INDIRECT(\"Measures!\"&CF$2&$BA83),\"\"),\"\")","v":""},{"$f":"IF($BA83<>\"\",IF(INDIRECT(\"Measures!\"&CG$2&$BA83)<>\"\",INDIRECT(\"Measures!\"&CG$2&$BA83),\"\"),\"\")","v":""},{"$f":"INDEX('Measure Descriptions'!$A$10:$A$46,MATCH(Map_Gas_Fin[[#This Row],[Measure]],'Measure Descriptions'!$B$10:$B$46,0))","v":""},{"$f":"IF($BA83<>\"\",IF(VLOOKUP(Map_Gas_Fin[[#This Row],[Measure]],'Measure Descriptions'!$B$10:$H$46,CI$2,FALSE)<>\"\",VLOOKUP(Map_Gas_Fin[[#This Row],[Measure]],'Measure Descriptions'!$B$10:$H$46,CI$2,FALSE),\"\"),\"\")","v":""},{"$f":"IF($BA83<>\"\",IF(VLOOKUP(Map_Gas_Fin[[#This Row],[Measure]],'Measure Descriptions'!$B$10:$H$46,CJ$2,FALSE)<>\"\",VLOOKUP(Map_Gas_Fin[[#This Row],[Measure]],'Measure Descriptions'!$B$10:$H$46,CJ$2,FALSE),\"\"),\"\")","v":""},{"$f":"IF($BA83<>\"\",IF(VLOOKUP(Map_Gas_Fin[[#This Row],[Measure]],'Measure Descriptions'!$B$10:$H$46,CK$2,FALSE)<>\"\",VLOOKUP(Map_Gas_Fin[[#This Row],[Measure]],'Measure Descriptions'!$B$10:$H$46,CK$2,FALSE),\"\"),\"\")","v":""},{"$f":"IF($BA83<>\"\",IF(VLOOKUP(Map_Gas_Fin[[#This Row],[Measure]],'Measure Descriptions'!$B$10:$H$46,CL$2,FALSE)<>\"\",VLOOKUP(Map_Gas_Fin[[#This Row],[Measure]],'Measure Descriptions'!$B$10:$H$46,CL$2,FALSE),\"\"),\"\")","v":""},{"$f":"IF($BA83<>\"\",IF(VLOOKUP(Map_Gas_Fin[[#This Row],[Measure]],'Measure Descriptions'!$B$10:$H$46,CM$2,FALSE)<>\"\",VLOOKUP(Map_Gas_Fin[[#This Row],[Measure]],'Measure Descriptions'!$B$10:$H$46,CM$2,FALSE),\"\"),\"\")","v":""},{"$f":"IF($BA83<>\"\",IF(VLOOKUP(Map_Gas_Fin[[#This Row],[Measure]],'Measure Descriptions'!$B$10:$H$46,CN$2,FALSE)<>\"\",VLOOKUP(Map_Gas_Fin[[#This Row],[Measure]],'Measure Descriptions'!$B$10:$H$46,CN$2,FALSE),\"\"),\"\")","v":""},{"$f":"IF($BA83<>\"\",IF(INDIRECT(\"Measures!\"&CO$2&$BA83)<>\"\",INDIRECT(\"Measures!\"&CO$2&$BA83),\"\"),\"\")","v":""}]
[]
[]
[]
[]
[]
[]
[]
[]
[]
[]
[]
[]
[]
[]
[null,"Mid Payment Measures - Electric",null,null,null,null,null,null,null,null,null,null,null,null,null,null,null,null,null,null,null,null,null,null,null,null,null,null,null,null,null,null,null,null,null,null,null,null,null,null,null,null,null,null,null,null,null,null,null,null,null,null,"Mid Payment Measures - Gas"]
["Map?",null,null,null,"A","AL","H","I","J","M","N","O","P","Q","W","X","Y","Z","AA","AB","AC","AD","AE","AF","AG","AH","AI","AJ","AO","AP","AQ","AR","AS","AT",null,2,3,4,5,6,7,"AK",null,null,null,null,null,null,null,null,null,"Map?",null,null,null,"A","AL","H","I","J","M","N","O","P","Q","W","X","Y","Z","AA","AB","AC","AD","AE","AF","AG","AH","AI","AJ","AO","AP","AQ","AR","AS","AT",null,2,3,4,5,6,7,"AK"]
[{"$f":"'SMART Data Entry WO'!$C$4","v":"No"},"Row#","WONO","Comprehensive WONO","Measure","Measure Name","Identified measures in the Energy Audit (Yes/No)","Identify measures which are part of Project Scope (Yes/No)","Identify measures for Mid-Project Scope \n(Yes/No)","Quantity to be Installed","Building Installation Minimum","Previous Installation Maximum","Points Earned","Points Earned \n(Mid Project)","Material Cost \n($)","Labor Cost\n($)","Total Cost\n($)","Electric Demand Savings (kW)","Electric Savings (kWh)","Electric Savings (MMBtu)","Gas Demand Savings (Dth/day)","Gas Savings (Therms)","Gas Savings (MMBtu)","Total MMBtu Savings","Measure EUL","LMMBtu","Estimated Installation Start Date","Estimated Installation Completion Date","Electric Incentive","Gas Incentive","Total Incentive","Electric Incentive - Statistics","Gas Incentive - Statistics","Total Incentive - Statistics","Measure # in Tool","Measure Category","Measure Classification","Existing Conditions","Proposed Measure Description","Important Assumptions","Measure Location","Calculation Submitted",null,null,null,null,null,null,null,null,null,{"$f":"'SMART Data Entry WO'!$C$4","v":"No"},"Row#","WONO","Comprehensive WONO","Measure","Measure Name","Identified measures in the Energy Audit (Yes/No)","Identify measures which are part of Project Scope (Yes/No)","Identify measures for Mid-Project Scope \n(Yes/No)","Quantity to be Installed","Building Installation Minimum","Previous Installation Maximum","Points Earned","Points Earned \n(Mid Project)","Material Cost \n($)","Labor Cost\n($)","Total Cost\n($)","Electric Demand Savings (kW)","Electric Savings (kWh)","Electric Savings (MMBtu)","Gas Demand Savings (Dth/day)","Gas Savings (Therms)","Gas Savings (MMBtu)","Total MMBtu Savings","Measure EUL","LMMBtu","Estimated Installation Start Date","Estimated Installation Completion Date","Electric Incentive","Gas Incentive","Total Incentive","Electric Incentive - Statistics","Gas Incentive - Statistics","Total Incentive - Statistics","Measure # in Tool","Measure Category","Measure Classification","Existing Conditions","Proposed Measure Description","Important Assumptions","Measure Location","Calculation Submitted"]
[null,{"$f":"IFERROR(_xlfn._xlws.FILTER(ROW(Measures!A$15:A$83),(Measures!$I$15:$I$83=\"Yes\")*(Measures!$J$15:$J$83=\"Yes\")*(Measures!$AM$15:$AM$83=\"Yes\")),\"\")","v":""},{"$f":"IF($B101<>\"\",BuildingID&\"-\"&WOSelection&\"-MID\",\"\")","v":""},{"$f":"IF($B101<>\"\",BuildingID&\"-\"&WOSelection&\"-CMP\",\"\")","v":""},{"$f":"IF($B101<>\"\",IF(INDIRECT(\"Measures!\"&E$99&$B101)<>\"\",INDIRECT(\"Measures!\"&E$99&$B101),\"\"),\"\")","v":""},{"$f":"IF($B101<>\"\",IF(INDIRECT(\"Measures!\"&F$99&$B101)<>\"\",INDIRECT(\"Measures!\"&F$99&$B101),\"\"),\"\")","v":""},{"$f":"IF($B101<>\"\",IF(INDIRECT(\"Measures!\"&G$99&$B101)<>\"\",INDIRECT(\"Measures!\"&G$99&$B101),\"\"),\"\")","v":""},{"$f":"IF($B101<>\"\",IF(INDIRECT(\"Measures!\"&H$99&$B101)<>\"\",INDIRECT(\"Measures!\"&H$99&$B101),\"\"),\"\")","v":""},{"$f":"IF($B101<>\"\",IF(INDIRECT(\"Measures!\"&I$99&$B101)<>\"\",INDIRECT(\"Measures!\"&I$99&$B101),\"\"),\"\")","v":""},{"$f":"IF($B101<>\"\",IF(INDIRECT(\"Measures!\"&J$99&$B101)<>\"\",INDIRECT(\"Measures!\"&J$99&$B101),\"\"),\"\")","v":""},{"$f":"IF($B101<>\"\",IF(INDIRECT(\"Measures!\"&K$99&$B101)<>\"\",INDIRECT(\"Measures!\"&K$99&$B101),\"\"),\"\")","v":""},{"$f":"IF($B101<>\"\",IF(INDIRECT(\"Measures!\"&L$99&$B101)<>\"\",INDIRECT(\"Measures!\"&L$99&$B101),\"\"),\"\")","v":""},{"$f":"IF($B101<>\"\",IF(INDIRECT(\"Measures!\"&M$99&$B101)<>\"\",INDIRECT(\"Measures!\"&M$99&$B101),\"\"),\"\")","v":""},{"$f":"IF($B101<>\"\",IF(INDIRECT(\"Measures!\"&N$99&$B101)<>\"\",INDIRECT(\"Measures!\"&N$99&$B101),\"\"),\"\")","v":""},{"$f":"IF($B101<>\"\",IF(INDIRECT(\"Measures!\"&O$99&$B101)<>\"\",INDIRECT(\"Measures!\"&O$99&$B101),\"\"),\"\")","v":""},{"$f":"IF($B101<>\"\",IF(INDIRECT(\"Measures!\"&P$99&$B101)<>\"\",INDIRECT(\"Measures!\"&P$99&$B101),\"\"),\"\")","v":""},{"$f":"IF($B101<>\"\",IF(INDIRECT(\"Measures!\"&Q$99&$B101)<>\"\",INDIRECT(\"Measures!\"&Q$99&$B101),\"\"),\"\")","v":""},{"$f":"IF($B101<>\"\",IF(INDIRECT(\"Measures!\"&R$99&$B101)<>\"\",INDIRECT(\"Measures!\"&R$99&$B101),\"\"),\"\")","v":""},{"$f":"IF($B101<>\"\",IF(INDIRECT(\"Measures!\"&S$99&$B101)<>\"\",INDIRECT(\"Measures!\"&S$99&$B101),\"\"),\"\")","v":""},{"$f":"IF($B101<>\"\",IF(INDIRECT(\"Measures!\"&T$99&$B101)<>\"\",INDIRECT(\"Measures!\"&T$99&$B101),\"\"),\"\")","v":""},{"$f":"IF($B101<>\"\",IF(INDIRECT(\"Measures!\"&U$99&$B101)<>\"\",INDIRECT(\"Measures!\"&U$99&$B101),\"\"),\"\")","v":""},{"$f":"IF($B101<>\"\",IF(INDIRECT(\"Measures!\"&V$99&$B101)<>\"\",INDIRECT(\"Measures!\"&V$99&$B101),\"\"),\"\")","v":""},{"$f":"IF($B101<>\"\",IF(INDIRECT(\"Measures!\"&W$99&$B101)<>\"\",INDIRECT(\"Measures!\"&W$99&$B101),\"\"),\"\")","v":""},{"$f":"IF($B101<>\"\",IF(INDIRECT(\"Measures!\"&X$99&$B101)<>\"\",INDIRECT(\"Measures!\"&X$99&$B101),\"\"),\"\")","v":""},{"$f":"IF($B101<>\"\",IF(INDIRECT(\"Measures!\"&Y$99&$B101)<>\"\",INDIRECT(\"Measures!\"&Y$99&$B101),\"\"),\"\")","v":""},{"$f":"IF($B101<>\"\",IF(INDIRECT(\"Measures!\"&Z$99&$B101)<>\"\",INDIRECT(\"Measures!\"&Z$99&$B101),\"\"),\"\")","v":""},{"$f":"IF($B101<>\"\",IF(INDIRECT(\"Measures!\"&AA$99&$B101)<>\"\",INDIRECT(\"Measures!\"&AA$99&$B101),\"\"),\"\")","v":""},{"$f":"IF($B101<>\"\",IF(INDIRECT(\"Measures!\"&AB$99&$B101)<>\"\",INDIRECT(\"Measures!\"&AB$99&$B101),\"\"),\"\")","v":""},{"$f":"IF($B101<>\"\",IF(INDIRECT(\"Measures!\"&AC$99&$B101)<>\"\",INDIRECT(\"Measures!\"&AC$99&$B101),\"\"),\"\")","v":""},{"$f":"IF($B101<>\"\",IF(INDIRECT(\"Measures!\"&AD$99&$B101)<>\"\",INDIRECT(\"Measures!\"&AD$99&$B101),\"\"),\"\")","v":""},{"$f":"IF($B101<>\"\",IF(INDIRECT(\"Measures!\"&AE$99&$B101)<>\"\",INDIRECT(\"Measures!\"&AE$99&$B101),\"\"),\"\")","v":""},{"$f":"IF($B101<>\"\",IF(INDIRECT(\"Measures!\"&AF$99&$B101)<>\"\",INDIRECT(\"Measures!\"&AF$99&$B101),\"\"),\"\")","v":""},{"$f":"IF($B101<>\"\",IF(INDIRECT(\"Measures!\"&AG$99&$B101)<>\"\",INDIRECT(\"Measures!\"&AG$99&$B101),\"\"),\"\")","v":""},{"$f":"IF($B101<>\"\",IF(INDIRECT(\"Measures!\"&AH$99&$B101)<>\"\",INDIRECT(\"Measures!\"&AH$99&$B101),\"\"),\"\")","v":""},{"$f":"INDEX('Measure Descriptions'!$A$10:$A$46,MATCH(Map_Elec_Mid[[#This Row],[Measure]],'Measure Descriptions'!$B$10:$B$46,0))","v":""},{"$f":"IF($B101<>\"\",IF(VLOOKUP(Map_Elec_Mid[[#This Row],[Measure]],'Measure Descriptions'!$B$10:$H$46,AJ$99,FALSE)<>\"\",VLOOKUP(Map_Elec_Mid[[#This Row],[Measure]],'Measure Descriptions'!$B$10:$H$46,AJ$99,FALSE),\"\"),\"\")","v":""},{"$f":"IF($B101<>\"\",IF(VLOOKUP(Map_Elec_Mid[[#This Row],[Measure]],'Measure Descriptions'!$B$10:$H$46,AK$99,FALSE)<>\"\",VLOOKUP(Map_Elec_Mid[[#This Row],[Measure]],'Measure Descriptions'!$B$10:$H$46,AK$99,FALSE),\"\"),\"\")","v":""},{"$f":"IF($B101<>\"\",IF(VLOOKUP(Map_Elec_Mid[[#This Row],[Measure]],'Measure Descriptions'!$B$10:$H$46,AL$99,FALSE)<>\"\",VLOOKUP(Map_Elec_Mid[[#This Row],[Measure]],'Measure Descriptions'!$B$10:$H$46,AL$99,FALSE),\"\"),\"\")","v":""},{"$f":"IF($B101<>\"\",IF(VLOOKUP(Map_Elec_Mid[[#This Row],[Measure]],'Measure Descriptions'!$B$10:$H$46,AM$99,FALSE)<>\"\",VLOOKUP(Map_Elec_Mid[[#This Row],[Measure]],'Measure Descriptions'!$B$10:$H$46,AM$99,FALSE),\"\"),\"\")","v":""},{"$f":"IF($B101<>\"\",IF(VLOOKUP(Map_Elec_Mid[[#This Row],[Measure]],'Measure Descriptions'!$B$10:$H$46,AN$99,FALSE)<>\"\",VLOOKUP(Map_Elec_Mid[[#This Row],[Measure]],'Measure Descriptions'!$B$10:$H$46,AN$99,FALSE),\"\"),\"\")","v":""},{"$f":"IF($B101<>\"\",IF(VLOOKUP(Map_Elec_Mid[[#This Row],[Measure]],'Measure Descriptions'!$B$10:$H$46,AO$99,FALSE)<>\"\",VLOOKUP(Map_Elec_Mid[[#This Row],[Measure]],'Measure Descriptions'!$B$10:$H$46,AO$99,FALSE),\"\"),\"\")","v":""},{"$f":"IF($B101<>\"\",IF(INDIRECT(\"Measures!\"&AP$99&$B101)<>\"\",INDIRECT(\"Measures!\"&AP$99&$B101),\"\"),\"\")","v":""},null,null,null,null,null,null,null,null,null,null,{"$f":"IFERROR(_xlfn._xlws.FILTER(ROW(Measures!A$15:A$83),(Measures!$I$15:$I$83=\"Yes\")*(Measures!$J$15:$J$83=\"Yes\")*(Measures!$AN$15:$AN$83=\"Yes\")),\"\")","v":""},{"$f":"IF($BA101<>\"\",BuildingID&\"-\"&WOSelection&\"-MID\",\"\")","v":""},{"$f":"IF($BA101<>\"\",BuildingID&\"-\"&WOSelection&\"-CMP\",\"\")","v":""},{"$f":"IF($BA101<>\"\",IF(INDIRECT(\"Measures!\"&BD$99&$BA101)<>\"\",INDIRECT(\"Measures!\"&BD$99&$BA101),\"\"),\"\")","v":""},{"$f":"IF($BA101<>\"\",IF(INDIRECT(\"Measures!\"&BE$99&$BA101)<>\"\",INDIRECT(\"Measures!\"&BE$99&$BA101),\"\"),\"\")","v":""},{"$f":"IF($BA101<>\"\",IF(INDIRECT(\"Measures!\"&BF$99&$BA101)<>\"\",INDIRECT(\"Measures!\"&BF$99&$BA101),\"\"),\"\")","v":""},{"$f":"IF($BA101<>\"\",IF(INDIRECT(\"Measures!\"&BG$99&$BA101)<>\"\",INDIRECT(\"Measures!\"&BG$99&$BA101),\"\"),\"\")","v":""},{"$f":"IF($BA101<>\"\",IF(INDIRECT(\"Measures!\"&BH$99&$BA101)<>\"\",INDIRECT(\"Measures!\"&BH$99&$BA101),\"\"),\"\")","v":""},{"$f":"IF($BA101<>\"\",IF(INDIRECT(\"Measures!\"&BI$99&$BA101)<>\"\",INDIRECT(\"Measures!\"&BI$99&$BA101),\"\"),\"\")","v":""},{"$f":"IF($BA101<>\"\",IF(INDIRECT(\"Measures!\"&BJ$99&$BA101)<>\"\",INDIRECT(\"Measures!\"&BJ$99&$BA101),\"\"),\"\")","v":""},{"$f":"IF($BA101<>\"\",IF(INDIRECT(\"Measures!\"&BK$99&$BA101)<>\"\",INDIRECT(\"Measures!\"&BK$99&$BA101),\"\"),\"\")","v":""},{"$f":"IF($BA101<>\"\",IF(INDIRECT(\"Measures!\"&BL$99&$BA101)<>\"\",INDIRECT(\"Measures!\"&BL$99&$BA101),\"\"),\"\")","v":""},{"$f":"IF($BA101<>\"\",IF(INDIRECT(\"Measures!\"&BM$99&$BA101)<>\"\",INDIRECT(\"Measures!\"&BM$99&$BA101),\"\"),\"\")","v":""},{"$f":"IF($BA101<>\"\",IF(INDIRECT(\"Measures!\"&BN$99&$BA101)<>\"\",INDIRECT(\"Measures!\"&BN$99&$BA101),\"\"),\"\")","v":""},{"$f":"IF($BA101<>\"\",IF(INDIRECT(\"Measures!\"&BO$99&$BA101)<>\"\",INDIRECT(\"Measures!\"&BO$99&$BA101),\"\"),\"\")","v":""},{"$f":"IF($BA101<>\"\",IF(INDIRECT(\"Measures!\"&BP$99&$BA101)<>\"\",INDIRECT(\"Measures!\"&BP$99&$BA101),\"\"),\"\")","v":""},{"$f":"IF($BA101<>\"\",IF(INDIRECT(\"Measures!\"&BQ$99&$BA101)<>\"\",INDIRECT(\"Measures!\"&BQ$99&$BA101),\"\"),\"\")","v":""},{"$f":"IF($BA101<>\"\",IF(INDIRECT(\"Measures!\"&BR$99&$BA101)<>\"\",INDIRECT(\"Measures!\"&BR$99&$BA101),\"\"),\"\")","v":""},{"$f":"IF($BA101<>\"\",IF(INDIRECT(\"Measures!\"&BS$99&$BA101)<>\"\",INDIRECT(\"Measures!\"&BS$99&$BA101),\"\"),\"\")","v":""},{"$f":"IF($BA101<>\"\",IF(INDIRECT(\"Measures!\"&BT$99&$BA101)<>\"\",INDIRECT(\"Measures!\"&BT$99&$BA101),\"\"),\"\")","v":""},{"$f":"IF($BA101<>\"\",IF(INDIRECT(\"Measures!\"&BU$99&$BA101)<>\"\",INDIRECT(\"Measures!\"&BU$99&$BA101),\"\"),\"\")","v":""},{"$f":"IF($BA101<>\"\",IF(INDIRECT(\"Measures!\"&BV$99&$BA101)<>\"\",INDIRECT(\"Measures!\"&BV$99&$BA101),\"\"),\"\")","v":""},{"$f":"IF($BA101<>\"\",IF(INDIRECT(\"Measures!\"&BW$99&$BA101)<>\"\",INDIRECT(\"Measures!\"&BW$99&$BA101),\"\"),\"\")","v":""},{"$f":"IF($BA101<>\"\",IF(INDIRECT(\"Measures!\"&BX$99&$BA101)<>\"\",INDIRECT(\"Measures!\"&BX$99&$BA101),\"\"),\"\")","v":""},{"$f":"IF($BA101<>\"\",IF(INDIRECT(\"Measures!\"&BY$99&$BA101)<>\"\",INDIRECT(\"Measures!\"&BY$99&$BA101),\"\"),\"\")","v":""},{"$f":"IF($BA101<>\"\",IF(INDIRECT(\"Measures!\"&BZ$99&$BA101)<>\"\",INDIRECT(\"Measures!\"&BZ$99&$BA101),\"\"),\"\")","v":""},{"$f":"IF($BA101<>\"\",IF(INDIRECT(\"Measures!\"&CA$99&$BA101)<>\"\",INDIRECT(\"Measures!\"&CA$99&$BA101),\"\"),\"\")","v":""},{"$f":"IF($BA101<>\"\",IF(INDIRECT(\"Measures!\"&CB$99&$BA101)<>\"\",INDIRECT(\"Measures!\"&CB$99&$BA101),\"\"),\"\")","v":""},{"$f":"IF($BA101<>\"\",IF(INDIRECT(\"Measures!\"&CC$99&$BA101)<>\"\",INDIRECT(\"Measures!\"&CC$99&$BA101),\"\"),\"\")","v":""},{"$f":"IF($BA101<>\"\",IF(INDIRECT(\"Measures!\"&CD$99&$BA101)<>\"\",INDIRECT(\"Measures!\"&CD$99&$BA101),\"\"),\"\")","v":""},{"$f":"IF($BA101<>\"\",IF(INDIRECT(\"Measures!\"&CE$99&$BA101)<>\"\",INDIRECT(\"Measures!\"&CE$99&$BA101),\"\"),\"\")","v":""},{"$f":"IF($BA101<>\"\",IF(INDIRECT(\"Measures!\"&CF$99&$BA101)<>\"\",INDIRECT(\"Measures!\"&CF$99&$BA101),\"\"),\"\")","v":""},{"$f":"IF($BA101<>\"\",IF(INDIRECT(\"Measures!\"&CG$99&$BA101)<>\"\",INDIRECT(\"Measures!\"&CG$99&$BA101),\"\"),\"\")","v":""},{"$f":"INDEX('Measure Descriptions'!$A$10:$A$46,MATCH(Map_Gas_Mid[[#This Row],[Measure]],'Measure Descriptions'!$B$10:$B$46,0))","v":""},{"$f":"IF($BA101<>\"\",IF(VLOOKUP(Map_Gas_Mid[[#This Row],[Measure]],'Measure Descriptions'!$B$10:$H$46,CI$99,FALSE)<>\"\",VLOOKUP(Map_Gas_Mid[[#This Row],[Measure]],'Measure Descriptions'!$B$10:$H$46,CI$99,FALSE),\"\"),\"\")","v":""},{"$f":"IF($BA101<>\"\",IF(VLOOKUP(Map_Gas_Mid[[#This Row],[Measure]],'Measure Descriptions'!$B$10:$H$46,CJ$99,FALSE)<>\"\",VLOOKUP(Map_Gas_Mid[[#This Row],[Measure]],'Measure Descriptions'!$B$10:$H$46,CJ$99,FALSE),\"\"),\"\")","v":""},{"$f":"IF($BA101<>\"\",IF(VLOOKUP(Map_Gas_Mid[[#This Row],[Measure]],'Measure Descriptions'!$B$10:$H$46,CK$99,FALSE)<>\"\",VLOOKUP(Map_Gas_Mid[[#This Row],[Measure]],'Measure Descriptions'!$B$10:$H$46,CK$99,FALSE),\"\"),\"\")","v":""},{"$f":"IF($BA101<>\"\",IF(VLOOKUP(Map_Gas_Mid[[#This Row],[Measure]],'Measure Descriptions'!$B$10:$H$46,CL$99,FALSE)<>\"\",VLOOKUP(Map_Gas_Mid[[#This Row],[Measure]],'Measure Descriptions'!$B$10:$H$46,CL$99,FALSE),\"\"),\"\")","v":""},{"$f":"IF($BA101<>\"\",IF(VLOOKUP(Map_Gas_Mid[[#This Row],[Measure]],'Measure Descriptions'!$B$10:$H$46,CM$99,FALSE)<>\"\",VLOOKUP(Map_Gas_Mid[[#This Row],[Measure]],'Measure Descriptions'!$B$10:$H$46,CM$99,FALSE),\"\"),\"\")","v":""},{"$f":"IF($BA101<>\"\",IF(VLOOKUP(Map_Gas_Mid[[#This Row],[Measure]],'Measure Descriptions'!$B$10:$H$46,CN$99,FALSE)<>\"\",VLOOKUP(Map_Gas_Mid[[#This Row],[Measure]],'Measure Descriptions'!$B$10:$H$46,CN$99,FALSE),\"\"),\"\")","v":""},{"$f":"IF($BA101<>\"\",IF(INDIRECT(\"Measures!\"&CO$99&$BA101)<>\"\",INDIRECT(\"Measures!\"&CO$99&$BA101),\"\"),\"\")","v":""}]
[null,null,"","",{"$f":"IF($B102<>\"\",IF(INDIRECT(\"Measures!\"&E$99&$B102)<>\"\",INDIRECT(\"Measures!\"&E$99&$B102),\"\"),\"\")","v":""},{"$f":"IF($B102<>\"\",IF(INDIRECT(\"Measures!\"&F$99&$B102)<>\"\",INDIRECT(\"Measures!\"&F$99&$B102),\"\"),\"\")","v":""},{"$f":"IF($B102<>\"\",IF(INDIRECT(\"Measures!\"&G$99&$B102)<>\"\",INDIRECT(\"Measures!\"&G$99&$B102),\"\"),\"\")","v":""},{"$f":"IF($B102<>\"\",IF(INDIRECT(\"Measures!\"&H$99&$B102)<>\"\",INDIRECT(\"Measures!\"&H$99&$B102),\"\"),\"\")","v":""},{"$f":"IF($B102<>\"\",IF(INDIRECT(\"Measures!\"&I$99&$B102)<>\"\",INDIRECT(\"Measures!\"&I$99&$B102),\"\"),\"\")","v":""},{"$f":"IF($B102<>\"\",IF(INDIRECT(\"Measures!\"&J$99&$B102)<>\"\",INDIRECT(\"Measures!\"&J$99&$B102),\"\"),\"\")","v":""},{"$f":"IF($B102<>\"\",IF(INDIRECT(\"Measures!\"&K$99&$B102)<>\"\",INDIRECT(\"Measures!\"&K$99&$B102),\"\"),\"\")","v":""},{"$f":"IF($B102<>\"\",IF(INDIRECT(\"Measures!\"&L$99&$B102)<>\"\",INDIRECT(\"Measures!\"&L$99&$B102),\"\"),\"\")","v":""},{"$f":"IF($B102<>\"\",IF(INDIRECT(\"Measures!\"&M$99&$B102)<>\"\",INDIRECT(\"Measures!\"&M$99&$B102),\"\"),\"\")","v":""},{"$f":"IF($B102<>\"\",IF(INDIRECT(\"Measures!\"&N$99&$B102)<>\"\",INDIRECT(\"Measures!\"&N$99&$B102),\"\"),\"\")","v":""},{"$f":"IF($B102<>\"\",IF(INDIRECT(\"Measures!\"&O$99&$B102)<>\"\",INDIRECT(\"Measures!\"&O$99&$B102),\"\"),\"\")","v":""},{"$f":"IF($B102<>\"\",IF(INDIRECT(\"Measures!\"&P$99&$B102)<>\"\",INDIRECT(\"Measures!\"&P$99&$B102),\"\"),\"\")","v":""},{"$f":"IF($B102<>\"\",IF(INDIRECT(\"Measures!\"&Q$99&$B102)<>\"\",INDIRECT(\"Measures!\"&Q$99&$B102),\"\"),\"\")","v":""},{"$f":"IF($B102<>\"\",IF(INDIRECT(\"Measures!\"&R$99&$B102)<>\"\",INDIRECT(\"Measures!\"&R$99&$B102),\"\"),\"\")","v":""},{"$f":"IF($B102<>\"\",IF(INDIRECT(\"Measures!\"&S$99&$B102)<>\"\",INDIRECT(\"Measures!\"&S$99&$B102),\"\"),\"\")","v":""},{"$f":"IF($B102<>\"\",IF(INDIRECT(\"Measures!\"&T$99&$B102)<>\"\",INDIRECT(\"Measures!\"&T$99&$B102),\"\"),\"\")","v":""},{"$f":"IF($B102<>\"\",IF(INDIRECT(\"Measures!\"&U$99&$B102)<>\"\",INDIRECT(\"Measures!\"&U$99&$B102),\"\"),\"\")","v":""},{"$f":"IF($B102<>\"\",IF(INDIRECT(\"Measures!\"&V$99&$B102)<>\"\",INDIRECT(\"Measures!\"&V$99&$B102),\"\"),\"\")","v":""},{"$f":"IF($B102<>\"\",IF(INDIRECT(\"Measures!\"&W$99&$B102)<>\"\",INDIRECT(\"Measures!\"&W$99&$B102),\"\"),\"\")","v":""},{"$f":"IF($B102<>\"\",IF(INDIRECT(\"Measures!\"&X$99&$B102)<>\"\",INDIRECT(\"Measures!\"&X$99&$B102),\"\"),\"\")","v":""},{"$f":"IF($B102<>\"\",IF(INDIRECT(\"Measures!\"&Y$99&$B102)<>\"\",INDIRECT(\"Measures!\"&Y$99&$B102),\"\"),\"\")","v":""},{"$f":"IF($B102<>\"\",IF(INDIRECT(\"Measures!\"&Z$99&$B102)<>\"\",INDIRECT(\"Measures!\"&Z$99&$B102),\"\"),\"\")","v":""},{"$f":"IF($B102<>\"\",IF(INDIRECT(\"Measures!\"&AA$99&$B102)<>\"\",INDIRECT(\"Measures!\"&AA$99&$B102),\"\"),\"\")","v":""},{"$f":"IF($B102<>\"\",IF(INDIRECT(\"Measures!\"&AB$99&$B102)<>\"\",INDIRECT(\"Measures!\"&AB$99&$B102),\"\"),\"\")","v":""},{"$f":"IF($B102<>\"\",IF(INDIRECT(\"Measures!\"&AC$99&$B102)<>\"\",INDIRECT(\"Measures!\"&AC$99&$B102),\"\"),\"\")","v":""},{"$f":"IF($B102<>\"\",IF(INDIRECT(\"Measures!\"&AD$99&$B102)<>\"\",INDIRECT(\"Measures!\"&AD$99&$B102),\"\"),\"\")","v":""},{"$f":"IF($B102<>\"\",IF(INDIRECT(\"Measures!\"&AE$99&$B102)<>\"\",INDIRECT(\"Measures!\"&AE$99&$B102),\"\"),\"\")","v":""},{"$f":"IF($B102<>\"\",IF(INDIRECT(\"Measures!\"&AF$99&$B102)<>\"\",INDIRECT(\"Measures!\"&AF$99&$B102),\"\"),\"\")","v":""},{"$f":"IF($B102<>\"\",IF(INDIRECT(\"Measures!\"&AG$99&$B102)<>\"\",INDIRECT(\"Measures!\"&AG$99&$B102),\"\"),\"\")","v":""},{"$f":"IF($B102<>\"\",IF(INDIRECT(\"Measures!\"&AH$99&$B102)<>\"\",INDIRECT(\"Measures!\"&AH$99&$B102),\"\"),\"\")","v":""},{"$f":"INDEX('Measure Descriptions'!$A$10:$A$46,MATCH(Map_Elec_Mid[[#This Row],[Measure]],'Measure Descriptions'!$B$10:$B$46,0))","v":""},{"$f":"IF($B102<>\"\",IF(VLOOKUP(Map_Elec_Mid[[#This Row],[Measure]],'Measure Descriptions'!$B$10:$H$46,AJ$99,FALSE)<>\"\",VLOOKUP(Map_Elec_Mid[[#This Row],[Measure]],'Measure Descriptions'!$B$10:$H$46,AJ$99,FALSE),\"\"),\"\")","v":""},{"$f":"IF($B102<>\"\",IF(VLOOKUP(Map_Elec_Mid[[#This Row],[Measure]],'Measure Descriptions'!$B$10:$H$46,AK$99,FALSE)<>\"\",VLOOKUP(Map_Elec_Mid[[#This Row],[Measure]],'Measure Descriptions'!$B$10:$H$46,AK$99,FALSE),\"\"),\"\")","v":""},{"$f":"IF($B102<>\"\",IF(VLOOKUP(Map_Elec_Mid[[#This Row],[Measure]],'Measure Descriptions'!$B$10:$H$46,AL$99,FALSE)<>\"\",VLOOKUP(Map_Elec_Mid[[#This Row],[Measure]],'Measure Descriptions'!$B$10:$H$46,AL$99,FALSE),\"\"),\"\")","v":""},{"$f":"IF($B102<>\"\",IF(VLOOKUP(Map_Elec_Mid[[#This Row],[Measure]],'Measure Descriptions'!$B$10:$H$46,AM$99,FALSE)<>\"\",VLOOKUP(Map_Elec_Mid[[#This Row],[Measure]],'Measure Descriptions'!$B$10:$H$46,AM$99,FALSE),\"\"),\"\")","v":""},{"$f":"IF($B102<>\"\",IF(VLOOKUP(Map_Elec_Mid[[#This Row],[Measure]],'Measure Descriptions'!$B$10:$H$46,AN$99,FALSE)<>\"\",VLOOKUP(Map_Elec_Mid[[#This Row],[Measure]],'Measure Descriptions'!$B$10:$H$46,AN$99,FALSE),\"\"),\"\")","v":""},{"$f":"IF($B102<>\"\",IF(VLOOKUP(Map_Elec_Mid[[#This Row],[Measure]],'Measure Descriptions'!$B$10:$H$46,AO$99,FALSE)<>\"\",VLOOKUP(Map_Elec_Mid[[#This Row],[Measure]],'Measure Descriptions'!$B$10:$H$46,AO$99,FALSE),\"\"),\"\")","v":""},{"$f":"IF($B102<>\"\",IF(INDIRECT(\"Measures!\"&AP$99&$B102)<>\"\",INDIRECT(\"Measures!\"&AP$99&$B102),\"\"),\"\")","v":""},null,null,null,null,null,null,null,null,null,null,null,"","",{"$f":"IF($BA102<>\"\",IF(INDIRECT(\"Measures!\"&BD$99&$BA102)<>\"\",INDIRECT(\"Measures!\"&BD$99&$BA102),\"\"),\"\")","v":""},{"$f":"IF($BA102<>\"\",IF(INDIRECT(\"Measures!\"&BE$99&$BA102)<>\"\",INDIRECT(\"Measures!\"&BE$99&$BA102),\"\"),\"\")","v":""},{"$f":"IF($BA102<>\"\",IF(INDIRECT(\"Measures!\"&BF$99&$BA102)<>\"\",INDIRECT(\"Measures!\"&BF$99&$BA102),\"\"),\"\")","v":""},{"$f":"IF($BA102<>\"\",IF(INDIRECT(\"Measures!\"&BG$99&$BA102)<>\"\",INDIRECT(\"Measures!\"&BG$99&$BA102),\"\"),\"\")","v":""},{"$f":"IF($BA102<>\"\",IF(INDIRECT(\"Measures!\"&BH$99&$BA102)<>\"\",INDIRECT(\"Measures!\"&BH$99&$BA102),\"\"),\"\")","v":""},{"$f":"IF($BA102<>\"\",IF(INDIRECT(\"Measures!\"&BI$99&$BA102)<>\"\",INDIRECT(\"Measures!\"&BI$99&$BA102),\"\"),\"\")","v":""},{"$f":"IF($BA102<>\"\",IF(INDIRECT(\"Measures!\"&BJ$99&$BA102)<>\"\",INDIRECT(\"Measures!\"&BJ$99&$BA102),\"\"),\"\")","v":""},{"$f":"IF($BA102<>\"\",IF(INDIRECT(\"Measures!\"&BK$99&$BA102)<>\"\",INDIRECT(\"Measures!\"&BK$99&$BA102),\"\"),\"\")","v":""},{"$f":"IF($BA102<>\"\",IF(INDIRECT(\"Measures!\"&BL$99&$BA102)<>\"\",INDIRECT(\"Measures!\"&BL$99&$BA102),\"\"),\"\")","v":""},{"$f":"IF($BA102<>\"\",IF(INDIRECT(\"Measures!\"&BM$99&$BA102)<>\"\",INDIRECT(\"Measures!\"&BM$99&$BA102),\"\"),\"\")","v":""},{"$f":"IF($BA102<>\"\",IF(INDIRECT(\"Measures!\"&BN$99&$BA102)<>\"\",INDIRECT(\"Measures!\"&BN$99&$BA102),\"\"),\"\")","v":""},{"$f":"IF($BA102<>\"\",IF(INDIRECT(\"Measures!\"&BO$99&$BA102)<>\"\",INDIRECT(\"Measures!\"&BO$99&$BA102),\"\"),\"\")","v":""},{"$f":"IF($BA102<>\"\",IF(INDIRECT(\"Measures!\"&BP$99&$BA102)<>\"\",INDIRECT(\"Measures!\"&BP$99&$BA102),\"\"),\"\")","v":""},{"$f":"IF($BA102<>\"\",IF(INDIRECT(\"Measures!\"&BQ$99&$BA102)<>\"\",INDIRECT(\"Measures!\"&BQ$99&$BA102),\"\"),\"\")","v":""},{"$f":"IF($BA102<>\"\",IF(INDIRECT(\"Measures!\"&BR$99&$BA102)<>\"\",INDIRECT(\"Measures!\"&BR$99&$BA102),\"\"),\"\")","v":""},{"$f":"IF($BA102<>\"\",IF(INDIRECT(\"Measures!\"&BS$99&$BA102)<>\"\",INDIRECT(\"Measures!\"&BS$99&$BA102),\"\"),\"\")","v":""},{"$f":"IF($BA102<>\"\",IF(INDIRECT(\"Measures!\"&BT$99&$BA102)<>\"\",INDIRECT(\"Measures!\"&BT$99&$BA102),\"\"),\"\")","v":""},{"$f":"IF($BA102<>\"\",IF(INDIRECT(\"Measures!\"&BU$99&$BA102)<>\"\",INDIRECT(\"Measures!\"&BU$99&$BA102),\"\"),\"\")","v":""},{"$f":"IF($BA102<>\"\",IF(INDIRECT(\"Measures!\"&BV$99&$BA102)<>\"\",INDIRECT(\"Measures!\"&BV$99&$BA102),\"\"),\"\")","v":""},{"$f":"IF($BA102<>\"\",IF(INDIRECT(\"Measures!\"&BW$99&$BA102)<>\"\",INDIRECT(\"Measures!\"&BW$99&$BA102),\"\"),\"\")","v":""},{"$f":"IF($BA102<>\"\",IF(INDIRECT(\"Measures!\"&BX$99&$BA102)<>\"\",INDIRECT(\"Measures!\"&BX$99&$BA102),\"\"),\"\")","v":""},{"$f":"IF($BA102<>\"\",IF(INDIRECT(\"Measures!\"&BY$99&$BA102)<>\"\",INDIRECT(\"Measures!\"&BY$99&$BA102),\"\"),\"\")","v":""},{"$f":"IF($BA102<>\"\",IF(INDIRECT(\"Measures!\"&BZ$99&$BA102)<>\"\",INDIRECT(\"Measures!\"&BZ$99&$BA102),\"\"),\"\")","v":""},{"$f":"IF($BA102<>\"\",IF(INDIRECT(\"Measures!\"&CA$99&$BA102)<>\"\",INDIRECT(\"Measures!\"&CA$99&$BA102),\"\"),\"\")","v":""},{"$f":"IF($BA102<>\"\",IF(INDIRECT(\"Measures!\"&CB$99&$BA102)<>\"\",INDIRECT(\"Measures!\"&CB$99&$BA102),\"\"),\"\")","v":""},{"$f":"IF($BA102<>\"\",IF(INDIRECT(\"Measures!\"&CC$99&$BA102)<>\"\",INDIRECT(\"Measures!\"&CC$99&$BA102),\"\"),\"\")","v":""},{"$f":"IF($BA102<>\"\",IF(INDIRECT(\"Measures!\"&CD$99&$BA102)<>\"\",INDIRECT(\"Measures!\"&CD$99&$BA102),\"\"),\"\")","v":""},{"$f":"IF($BA102<>\"\",IF(INDIRECT(\"Measures!\"&CE$99&$BA102)<>\"\",INDIRECT(\"Measures!\"&CE$99&$BA102),\"\"),\"\")","v":""},{"$f":"IF($BA102<>\"\",IF(INDIRECT(\"Measures!\"&CF$99&$BA102)<>\"\",INDIRECT(\"Measures!\"&CF$99&$BA102),\"\"),\"\")","v":""},{"$f":"IF($BA102<>\"\",IF(INDIRECT(\"Measures!\"&CG$99&$BA102)<>\"\",INDIRECT(\"Measures!\"&CG$99&$BA102),\"\"),\"\")","v":""},{"$f":"INDEX('Measure Descriptions'!$A$10:$A$46,MATCH(Map_Gas_Mid[[#This Row],[Measure]],'Measure Descriptions'!$B$10:$B$46,0))","v":""},{"$f":"IF($BA102<>\"\",IF(VLOOKUP(Map_Gas_Mid[[#This Row],[Measure]],'Measure Descriptions'!$B$10:$H$46,CI$99,FALSE)<>\"\",VLOOKUP(Map_Gas_Mid[[#This Row],[Measure]],'Measure Descriptions'!$B$10:$H$46,CI$99,FALSE),\"\"),\"\")","v":""},{"$f":"IF($BA102<>\"\",IF(VLOOKUP(Map_Gas_Mid[[#This Row],[Measure]],'Measure Descriptions'!$B$10:$H$46,CJ$99,FALSE)<>\"\",VLOOKUP(Map_Gas_Mid[[#This Row],[Measure]],'Measure Descriptions'!$B$10:$H$46,CJ$99,FALSE),\"\"),\"\")","v":""},{"$f":"IF($BA102<>\"\",IF(VLOOKUP(Map_Gas_Mid[[#This Row],[Measure]],'Measure Descriptions'!$B$10:$H$46,CK$99,FALSE)<>\"\",VLOOKUP(Map_Gas_Mid[[#This Row],[Measure]],'Measure Descriptions'!$B$10:$H$46,CK$99,FALSE),\"\"),\"\")","v":""},{"$f":"IF($BA102<>\"\",IF(VLOOKUP(Map_Gas_Mid[[#This Row],[Measure]],'Measure Descriptions'!$B$10:$H$46,CL$99,FALSE)<>\"\",VLOOKUP(Map_Gas_Mid[[#This Row],[Measure]],'Measure Descriptions'!$B$10:$H$46,CL$99,FALSE),\"\"),\"\")","v":""},{"$f":"IF($BA102<>\"\",IF(VLOOKUP(Map_Gas_Mid[[#This Row],[Measure]],'Measure Descriptions'!$B$10:$H$46,CM$99,FALSE)<>\"\",VLOOKUP(Map_Gas_Mid[[#This Row],[Measure]],'Measure Descriptions'!$B$10:$H$46,CM$99,FALSE),\"\"),\"\")","v":""},{"$f":"IF($BA102<>\"\",IF(VLOOKUP(Map_Gas_Mid[[#This Row],[Measure]],'Measure Descriptions'!$B$10:$H$46,CN$99,FALSE)<>\"\",VLOOKUP(Map_Gas_Mid[[#This Row],[Measure]],'Measure Descriptions'!$B$10:$H$46,CN$99,FALSE),\"\"),\"\")","v":""},{"$f":"IF($BA102<>\"\",IF(INDIRECT(\"Measures!\"&CO$99&$BA102)<>\"\",INDIRECT(\"Measures!\"&CO$99&$BA102),\"\"),\"\")","v":""}]
[null,null,"","",{"$f":"IF($B103<>\"\",IF(INDIRECT(\"Measures!\"&E$99&$B103)<>\"\",INDIRECT(\"Measures!\"&E$99&$B103),\"\"),\"\")","v":""},{"$f":"IF($B103<>\"\",IF(INDIRECT(\"Measures!\"&F$99&$B103)<>\"\",INDIRECT(\"Measures!\"&F$99&$B103),\"\"),\"\")","v":""},{"$f":"IF($B103<>\"\",IF(INDIRECT(\"Measures!\"&G$99&$B103)<>\"\",INDIRECT(\"Measures!\"&G$99&$B103),\"\"),\"\")","v":""},{"$f":"IF($B103<>\"\",IF(INDIRECT(\"Measures!\"&H$99&$B103)<>\"\",INDIRECT(\"Measures!\"&H$99&$B103),\"\"),\"\")","v":""},{"$f":"IF($B103<>\"\",IF(INDIRECT(\"Measures!\"&I$99&$B103)<>\"\",INDIRECT(\"Measures!\"&I$99&$B103),\"\"),\"\")","v":""},{"$f":"IF($B103<>\"\",IF(INDIRECT(\"Measures!\"&J$99&$B103)<>\"\",INDIRECT(\"Measures!\"&J$99&$B103),\"\"),\"\")","v":""},{"$f":"IF($B103<>\"\",IF(INDIRECT(\"Measures!\"&K$99&$B103)<>\"\",INDIRECT(\"Measures!\"&K$99&$B103),\"\"),\"\")","v":""},{"$f":"IF($B103<>\"\",IF(INDIRECT(\"Measures!\"&L$99&$B103)<>\"\",INDIRECT(\"Measures!\"&L$99&$B103),\"\"),\"\")","v":""},{"$f":"IF($B103<>\"\",IF(INDIRECT(\"Measures!\"&M$99&$B103)<>\"\",INDIRECT(\"Measures!\"&M$99&$B103),\"\"),\"\")","v":""},{"$f":"IF($B103<>\"\",IF(INDIRECT(\"Measures!\"&N$99&$B103)<>\"\",INDIRECT(\"Measures!\"&N$99&$B103),\"\"),\"\")","v":""},{"$f":"IF($B103<>\"\",IF(INDIRECT(\"Measures!\"&O$99&$B103)<>\"\",INDIRECT(\"Measures!\"&O$99&$B103),\"\"),\"\")","v":""},{"$f":"IF($B103<>\"\",IF(INDIRECT(\"Measures!\"&P$99&$B103)<>\"\",INDIRECT(\"Measures!\"&P$99&$B103),\"\"),\"\")","v":""},{"$f":"IF($B103<>\"\",IF(INDIRECT(\"Measures!\"&Q$99&$B103)<>\"\",INDIRECT(\"Measures!\"&Q$99&$B103),\"\"),\"\")","v":""},{"$f":"IF($B103<>\"\",IF(INDIRECT(\"Measures!\"&R$99&$B103)<>\"\",INDIRECT(\"Measures!\"&R$99&$B103),\"\"),\"\")","v":""},{"$f":"IF($B103<>\"\",IF(INDIRECT(\"Measures!\"&S$99&$B103)<>\"\",INDIRECT(\"Measures!\"&S$99&$B103),\"\"),\"\")","v":""},{"$f":"IF($B103<>\"\",IF(INDIRECT(\"Measures!\"&T$99&$B103)<>\"\",INDIRECT(\"Measures!\"&T$99&$B103),\"\"),\"\")","v":""},{"$f":"IF($B103<>\"\",IF(INDIRECT(\"Measures!\"&U$99&$B103)<>\"\",INDIRECT(\"Measures!\"&U$99&$B103),\"\"),\"\")","v":""},{"$f":"IF($B103<>\"\",IF(INDIRECT(\"Measures!\"&V$99&$B103)<>\"\",INDIRECT(\"Measures!\"&V$99&$B103),\"\"),\"\")","v":""},{"$f":"IF($B103<>\"\",IF(INDIRECT(\"Measures!\"&W$99&$B103)<>\"\",INDIRECT(\"Measures!\"&W$99&$B103),\"\"),\"\")","v":""},{"$f":"IF($B103<>\"\",IF(INDIRECT(\"Measures!\"&X$99&$B103)<>\"\",INDIRECT(\"Measures!\"&X$99&$B103),\"\"),\"\")","v":""},{"$f":"IF($B103<>\"\",IF(INDIRECT(\"Measures!\"&Y$99&$B103)<>\"\",INDIRECT(\"Measures!\"&Y$99&$B103),\"\"),\"\")","v":""},{"$f":"IF($B103<>\"\",IF(INDIRECT(\"Measures!\"&Z$99&$B103)<>\"\",INDIRECT(\"Measures!\"&Z$99&$B103),\"\"),\"\")","v":""},{"$f":"IF($B103<>\"\",IF(INDIRECT(\"Measures!\"&AA$99&$B103)<>\"\",INDIRECT(\"Measures!\"&AA$99&$B103),\"\"),\"\")","v":""},{"$f":"IF($B103<>\"\",IF(INDIRECT(\"Measures!\"&AB$99&$B103)<>\"\",INDIRECT(\"Measures!\"&AB$99&$B103),\"\"),\"\")","v":""},{"$f":"IF($B103<>\"\",IF(INDIRECT(\"Measures!\"&AC$99&$B103)<>\"\",INDIRECT(\"Measures!\"&AC$99&$B103),\"\"),\"\")","v":""},{"$f":"IF($B103<>\"\",IF(INDIRECT(\"Measures!\"&AD$99&$B103)<>\"\",INDIRECT(\"Measures!\"&AD$99&$B103),\"\"),\"\")","v":""},{"$f":"IF($B103<>\"\",IF(INDIRECT(\"Measures!\"&AE$99&$B103)<>\"\",INDIRECT(\"Measures!\"&AE$99&$B103),\"\"),\"\")","v":""},{"$f":"IF($B103<>\"\",IF(INDIRECT(\"Measures!\"&AF$99&$B103)<>\"\",INDIRECT(\"Measures!\"&AF$99&$B103),\"\"),\"\")","v":""},{"$f":"IF($B103<>\"\",IF(INDIRECT(\"Measures!\"&AG$99&$B103)<>\"\",INDIRECT(\"Measures!\"&AG$99&$B103),\"\"),\"\")","v":""},{"$f":"IF($B103<>\"\",IF(INDIRECT(\"Measures!\"&AH$99&$B103)<>\"\",INDIRECT(\"Measures!\"&AH$99&$B103),\"\"),\"\")","v":""},{"$f":"INDEX('Measure Descriptions'!$A$10:$A$46,MATCH(Map_Elec_Mid[[#This Row],[Measure]],'Measure Descriptions'!$B$10:$B$46,0))","v":""},{"$f":"IF($B103<>\"\",IF(VLOOKUP(Map_Elec_Mid[[#This Row],[Measure]],'Measure Descriptions'!$B$10:$H$46,AJ$99,FALSE)<>\"\",VLOOKUP(Map_Elec_Mid[[#This Row],[Measure]],'Measure Descriptions'!$B$10:$H$46,AJ$99,FALSE),\"\"),\"\")","v":""},{"$f":"IF($B103<>\"\",IF(VLOOKUP(Map_Elec_Mid[[#This Row],[Measure]],'Measure Descriptions'!$B$10:$H$46,AK$99,FALSE)<>\"\",VLOOKUP(Map_Elec_Mid[[#This Row],[Measure]],'Measure Descriptions'!$B$10:$H$46,AK$99,FALSE),\"\"),\"\")","v":""},{"$f":"IF($B103<>\"\",IF(VLOOKUP(Map_Elec_Mid[[#This Row],[Measure]],'Measure Descriptions'!$B$10:$H$46,AL$99,FALSE)<>\"\",VLOOKUP(Map_Elec_Mid[[#This Row],[Measure]],'Measure Descriptions'!$B$10:$H$46,AL$99,FALSE),\"\"),\"\")","v":""},{"$f":"IF($B103<>\"\",IF(VLOOKUP(Map_Elec_Mid[[#This Row],[Measure]],'Measure Descriptions'!$B$10:$H$46,AM$99,FALSE)<>\"\",VLOOKUP(Map_Elec_Mid[[#This Row],[Measure]],'Measure Descriptions'!$B$10:$H$46,AM$99,FALSE),\"\"),\"\")","v":""},{"$f":"IF($B103<>\"\",IF(VLOOKUP(Map_Elec_Mid[[#This Row],[Measure]],'Measure Descriptions'!$B$10:$H$46,AN$99,FALSE)<>\"\",VLOOKUP(Map_Elec_Mid[[#This Row],[Measure]],'Measure Descriptions'!$B$10:$H$46,AN$99,FALSE),\"\"),\"\")","v":""},{"$f":"IF($B103<>\"\",IF(VLOOKUP(Map_Elec_Mid[[#This Row],[Measure]],'Measure Descriptions'!$B$10:$H$46,AO$99,FALSE)<>\"\",VLOOKUP(Map_Elec_Mid[[#This Row],[Measure]],'Measure Descriptions'!$B$10:$H$46,AO$99,FALSE),\"\"),\"\")","v":""},{"$f":"IF($B103<>\"\",IF(INDIRECT(\"Measures!\"&AP$99&$B103)<>\"\",INDIRECT(\"Measures!\"&AP$99&$B103),\"\"),\"\")","v":""},null,null,null,null,null,null,null,null,null,null,null,"","",{"$f":"IF($BA103<>\"\",IF(INDIRECT(\"Measures!\"&BD$99&$BA103)<>\"\",INDIRECT(\"Measures!\"&BD$99&$BA103),\"\"),\"\")","v":""},{"$f":"IF($BA103<>\"\",IF(INDIRECT(\"Measures!\"&BE$99&$BA103)<>\"\",INDIRECT(\"Measures!\"&BE$99&$BA103),\"\"),\"\")","v":""},{"$f":"IF($BA103<>\"\",IF(INDIRECT(\"Measures!\"&BF$99&$BA103)<>\"\",INDIRECT(\"Measures!\"&BF$99&$BA103),\"\"),\"\")","v":""},{"$f":"IF($BA103<>\"\",IF(INDIRECT(\"Measures!\"&BG$99&$BA103)<>\"\",INDIRECT(\"Measures!\"&BG$99&$BA103),\"\"),\"\")","v":""},{"$f":"IF($BA103<>\"\",IF(INDIRECT(\"Measures!\"&BH$99&$BA103)<>\"\",INDIRECT(\"Measures!\"&BH$99&$BA103),\"\"),\"\")","v":""},{"$f":"IF($BA103<>\"\",IF(INDIRECT(\"Measures!\"&BI$99&$BA103)<>\"\",INDIRECT(\"Measures!\"&BI$99&$BA103),\"\"),\"\")","v":""},{"$f":"IF($BA103<>\"\",IF(INDIRECT(\"Measures!\"&BJ$99&$BA103)<>\"\",INDIRECT(\"Measures!\"&BJ$99&$BA103),\"\"),\"\")","v":""},{"$f":"IF($BA103<>\"\",IF(INDIRECT(\"Measures!\"&BK$99&$BA103)<>\"\",INDIRECT(\"Measures!\"&BK$99&$BA103),\"\"),\"\")","v":""},{"$f":"IF($BA103<>\"\",IF(INDIRECT(\"Measures!\"&BL$99&$BA103)<>\"\",INDIRECT(\"Measures!\"&BL$99&$BA103),\"\"),\"\")","v":""},{"$f":"IF($BA103<>\"\",IF(INDIRECT(\"Measures!\"&BM$99&$BA103)<>\"\",INDIRECT(\"Measures!\"&BM$99&$BA103),\"\"),\"\")","v":""},{"$f":"IF($BA103<>\"\",IF(INDIRECT(\"Measures!\"&BN$99&$BA103)<>\"\",INDIRECT(\"Measures!\"&BN$99&$BA103),\"\"),\"\")","v":""},{"$f":"IF($BA103<>\"\",IF(INDIRECT(\"Measures!\"&BO$99&$BA103)<>\"\",INDIRECT(\"Measures!\"&BO$99&$BA103),\"\"),\"\")","v":""},{"$f":"IF($BA103<>\"\",IF(INDIRECT(\"Measures!\"&BP$99&$BA103)<>\"\",INDIRECT(\"Measures!\"&BP$99&$BA103),\"\"),\"\")","v":""},{"$f":"IF($BA103<>\"\",IF(INDIRECT(\"Measures!\"&BQ$99&$BA103)<>\"\",INDIRECT(\"Measures!\"&BQ$99&$BA103),\"\"),\"\")","v":""},{"$f":"IF($BA103<>\"\",IF(INDIRECT(\"Measures!\"&BR$99&$BA103)<>\"\",INDIRECT(\"Measures!\"&BR$99&$BA103),\"\"),\"\")","v":""},{"$f":"IF($BA103<>\"\",IF(INDIRECT(\"Measures!\"&BS$99&$BA103)<>\"\",INDIRECT(\"Measures!\"&BS$99&$BA103),\"\"),\"\")","v":""},{"$f":"IF($BA103<>\"\",IF(INDIRECT(\"Measures!\"&BT$99&$BA103)<>\"\",INDIRECT(\"Measures!\"&BT$99&$BA103),\"\"),\"\")","v":""},{"$f":"IF($BA103<>\"\",IF(INDIRECT(\"Measures!\"&BU$99&$BA103)<>\"\",INDIRECT(\"Measures!\"&BU$99&$BA103),\"\"),\"\")","v":""},{"$f":"IF($BA103<>\"\",IF(INDIRECT(\"Measures!\"&BV$99&$BA103)<>\"\",INDIRECT(\"Measures!\"&BV$99&$BA103),\"\"),\"\")","v":""},{"$f":"IF($BA103<>\"\",IF(INDIRECT(\"Measures!\"&BW$99&$BA103)<>\"\",INDIRECT(\"Measures!\"&BW$99&$BA103),\"\"),\"\")","v":""},{"$f":"IF($BA103<>\"\",IF(INDIRECT(\"Measures!\"&BX$99&$BA103)<>\"\",INDIRECT(\"Measures!\"&BX$99&$BA103),\"\"),\"\")","v":""},{"$f":"IF($BA103<>\"\",IF(INDIRECT(\"Measures!\"&BY$99&$BA103)<>\"\",INDIRECT(\"Measures!\"&BY$99&$BA103),\"\"),\"\")","v":""},{"$f":"IF($BA103<>\"\",IF(INDIRECT(\"Measures!\"&BZ$99&$BA103)<>\"\",INDIRECT(\"Measures!\"&BZ$99&$BA103),\"\"),\"\")","v":""},{"$f":"IF($BA103<>\"\",IF(INDIRECT(\"Measures!\"&CA$99&$BA103)<>\"\",INDIRECT(\"Measures!\"&CA$99&$BA103),\"\"),\"\")","v":""},{"$f":"IF($BA103<>\"\",IF(INDIRECT(\"Measures!\"&CB$99&$BA103)<>\"\",INDIRECT(\"Measures!\"&CB$99&$BA103),\"\"),\"\")","v":""},{"$f":"IF($BA103<>\"\",IF(INDIRECT(\"Measures!\"&CC$99&$BA103)<>\"\",INDIRECT(\"Measures!\"&CC$99&$BA103),\"\"),\"\")","v":""},{"$f":"IF($BA103<>\"\",IF(INDIRECT(\"Measures!\"&CD$99&$BA103)<>\"\",INDIRECT(\"Measures!\"&CD$99&$BA103),\"\"),\"\")","v":""},{"$f":"IF($BA103<>\"\",IF(INDIRECT(\"Measures!\"&CE$99&$BA103)<>\"\",INDIRECT(\"Measures!\"&CE$99&$BA103),\"\"),\"\")","v":""},{"$f":"IF($BA103<>\"\",IF(INDIRECT(\"Measures!\"&CF$99&$BA103)<>\"\",INDIRECT(\"Measures!\"&CF$99&$BA103),\"\"),\"\")","v":""},{"$f":"IF($BA103<>\"\",IF(INDIRECT(\"Measures!\"&CG$99&$BA103)<>\"\",INDIRECT(\"Measures!\"&CG$99&$BA103),\"\"),\"\")","v":""},{"$f":"INDEX('Measure Descriptions'!$A$10:$A$46,MATCH(Map_Gas_Mid[[#This Row],[Measure]],'Measure Descriptions'!$B$10:$B$46,0))","v":""},{"$f":"IF($BA103<>\"\",IF(VLOOKUP(Map_Gas_Mid[[#This Row],[Measure]],'Measure Descriptions'!$B$10:$H$46,CI$99,FALSE)<>\"\",VLOOKUP(Map_Gas_Mid[[#This Row],[Measure]],'Measure Descriptions'!$B$10:$H$46,CI$99,FALSE),\"\"),\"\")","v":""},{"$f":"IF($BA103<>\"\",IF(VLOOKUP(Map_Gas_Mid[[#This Row],[Measure]],'Measure Descriptions'!$B$10:$H$46,CJ$99,FALSE)<>\"\",VLOOKUP(Map_Gas_Mid[[#This Row],[Measure]],'Measure Descriptions'!$B$10:$H$46,CJ$99,FALSE),\"\"),\"\")","v":""},{"$f":"IF($BA103<>\"\",IF(VLOOKUP(Map_Gas_Mid[[#This Row],[Measure]],'Measure Descriptions'!$B$10:$H$46,CK$99,FALSE)<>\"\",VLOOKUP(Map_Gas_Mid[[#This Row],[Measure]],'Measure Descriptions'!$B$10:$H$46,CK$99,FALSE),\"\"),\"\")","v":""},{"$f":"IF($BA103<>\"\",IF(VLOOKUP(Map_Gas_Mid[[#This Row],[Measure]],'Measure Descriptions'!$B$10:$H$46,CL$99,FALSE)<>\"\",VLOOKUP(Map_Gas_Mid[[#This Row],[Measure]],'Measure Descriptions'!$B$10:$H$46,CL$99,FALSE),\"\"),\"\")","v":""},{"$f":"IF($BA103<>\"\",IF(VLOOKUP(Map_Gas_Mid[[#This Row],[Measure]],'Measure Descriptions'!$B$10:$H$46,CM$99,FALSE)<>\"\",VLOOKUP(Map_Gas_Mid[[#This Row],[Measure]],'Measure Descriptions'!$B$10:$H$46,CM$99,FALSE),\"\"),\"\")","v":""},{"$f":"IF($BA103<>\"\",IF(VLOOKUP(Map_Gas_Mid[[#This Row],[Measure]],'Measure Descriptions'!$B$10:$H$46,CN$99,FALSE)<>\"\",VLOOKUP(Map_Gas_Mid[[#This Row],[Measure]],'Measure Descriptions'!$B$10:$H$46,CN$99,FALSE),\"\"),\"\")","v":""},{"$f":"IF($BA103<>\"\",IF(INDIRECT(\"Measures!\"&CO$99&$BA103)<>\"\",INDIRECT(\"Measures!\"&CO$99&$BA103),\"\"),\"\")","v":""}]
[null,null,"","",{"$f":"IF($B104<>\"\",IF(INDIRECT(\"Measures!\"&E$99&$B104)<>\"\",INDIRECT(\"Measures!\"&E$99&$B104),\"\"),\"\")","v":""},{"$f":"IF($B104<>\"\",IF(INDIRECT(\"Measures!\"&F$99&$B104)<>\"\",INDIRECT(\"Measures!\"&F$99&$B104),\"\"),\"\")","v":""},{"$f":"IF($B104<>\"\",IF(INDIRECT(\"Measures!\"&G$99&$B104)<>\"\",INDIRECT(\"Measures!\"&G$99&$B104),\"\"),\"\")","v":""},{"$f":"IF($B104<>\"\",IF(INDIRECT(\"Measures!\"&H$99&$B104)<>\"\",INDIRECT(\"Measures!\"&H$99&$B104),\"\"),\"\")","v":""},{"$f":"IF($B104<>\"\",IF(INDIRECT(\"Measures!\"&I$99&$B104)<>\"\",INDIRECT(\"Measures!\"&I$99&$B104),\"\"),\"\")","v":""},{"$f":"IF($B104<>\"\",IF(INDIRECT(\"Measures!\"&J$99&$B104)<>\"\",INDIRECT(\"Measures!\"&J$99&$B104),\"\"),\"\")","v":""},{"$f":"IF($B104<>\"\",IF(INDIRECT(\"Measures!\"&K$99&$B104)<>\"\",INDIRECT(\"Measures!\"&K$99&$B104),\"\"),\"\")","v":""},{"$f":"IF($B104<>\"\",IF(INDIRECT(\"Measures!\"&L$99&$B104)<>\"\",INDIRECT(\"Measures!\"&L$99&$B104),\"\"),\"\")","v":""},{"$f":"IF($B104<>\"\",IF(INDIRECT(\"Measures!\"&M$99&$B104)<>\"\",INDIRECT(\"Measures!\"&M$99&$B104),\"\"),\"\")","v":""},{"$f":"IF($B104<>\"\",IF(INDIRECT(\"Measures!\"&N$99&$B104)<>\"\",INDIRECT(\"Measures!\"&N$99&$B104),\"\"),\"\")","v":""},{"$f":"IF($B104<>\"\",IF(INDIRECT(\"Measures!\"&O$99&$B104)<>\"\",INDIRECT(\"Measures!\"&O$99&$B104),\"\"),\"\")","v":""},{"$f":"IF($B104<>\"\",IF(INDIRECT(\"Measures!\"&P$99&$B104)<>\"\",INDIRECT(\"Measures!\"&P$99&$B104),\"\"),\"\")","v":""},{"$f":"IF($B104<>\"\",IF(INDIRECT(\"Measures!\"&Q$99&$B104)<>\"\",INDIRECT(\"Measures!\"&Q$99&$B104),\"\"),\"\")","v":""},{"$f":"IF($B104<>\"\",IF(INDIRECT(\"Measures!\"&R$99&$B104)<>\"\",INDIRECT(\"Measures!\"&R$99&$B104),\"\"),\"\")","v":""},{"$f":"IF($B104<>\"\",IF(INDIRECT(\"Measures!\"&S$99&$B104)<>\"\",INDIRECT(\"Measures!\"&S$99&$B104),\"\"),\"\")","v":""},{"$f":"IF($B104<>\"\",IF(INDIRECT(\"Measures!\"&T$99&$B104)<>\"\",INDIRECT(\"Measures!\"&T$99&$B104),\"\"),\"\")","v":""},{"$f":"IF($B104<>\"\",IF(INDIRECT(\"Measures!\"&U$99&$B104)<>\"\",INDIRECT(\"Measures!\"&U$99&$B104),\"\"),\"\")","v":""},{"$f":"IF($B104<>\"\",IF(INDIRECT(\"Measures!\"&V$99&$B104)<>\"\",INDIRECT(\"Measures!\"&V$99&$B104),\"\"),\"\")","v":""},{"$f":"IF($B104<>\"\",IF(INDIRECT(\"Measures!\"&W$99&$B104)<>\"\",INDIRECT(\"Measures!\"&W$99&$B104),\"\"),\"\")","v":""},{"$f":"IF($B104<>\"\",IF(INDIRECT(\"Measures!\"&X$99&$B104)<>\"\",INDIRECT(\"Measures!\"&X$99&$B104),\"\"),\"\")","v":""},{"$f":"IF($B104<>\"\",IF(INDIRECT(\"Measures!\"&Y$99&$B104)<>\"\",INDIRECT(\"Measures!\"&Y$99&$B104),\"\"),\"\")","v":""},{"$f":"IF($B104<>\"\",IF(INDIRECT(\"Measures!\"&Z$99&$B104)<>\"\",INDIRECT(\"Measures!\"&Z$99&$B104),\"\"),\"\")","v":""},{"$f":"IF($B104<>\"\",IF(INDIRECT(\"Measures!\"&AA$99&$B104)<>\"\",INDIRECT(\"Measures!\"&AA$99&$B104),\"\"),\"\")","v":""},{"$f":"IF($B104<>\"\",IF(INDIRECT(\"Measures!\"&AB$99&$B104)<>\"\",INDIRECT(\"Measures!\"&AB$99&$B104),\"\"),\"\")","v":""},{"$f":"IF($B104<>\"\",IF(INDIRECT(\"Measures!\"&AC$99&$B104)<>\"\",INDIRECT(\"Measures!\"&AC$99&$B104),\"\"),\"\")","v":""},{"$f":"IF($B104<>\"\",IF(INDIRECT(\"Measures!\"&AD$99&$B104)<>\"\",INDIRECT(\"Measures!\"&AD$99&$B104),\"\"),\"\")","v":""},{"$f":"IF($B104<>\"\",IF(INDIRECT(\"Measures!\"&AE$99&$B104)<>\"\",INDIRECT(\"Measures!\"&AE$99&$B104),\"\"),\"\")","v":""},{"$f":"IF($B104<>\"\",IF(INDIRECT(\"Measures!\"&AF$99&$B104)<>\"\",INDIRECT(\"Measures!\"&AF$99&$B104),\"\"),\"\")","v":""},{"$f":"IF($B104<>\"\",IF(INDIRECT(\"Measures!\"&AG$99&$B104)<>\"\",INDIRECT(\"Measures!\"&AG$99&$B104),\"\"),\"\")","v":""},{"$f":"IF($B104<>\"\",IF(INDIRECT(\"Measures!\"&AH$99&$B104)<>\"\",INDIRECT(\"Measures!\"&AH$99&$B104),\"\"),\"\")","v":""},{"$f":"INDEX('Measure Descriptions'!$A$10:$A$46,MATCH(Map_Elec_Mid[[#This Row],[Measure]],'Measure Descriptions'!$B$10:$B$46,0))","v":""},{"$f":"IF($B104<>\"\",IF(VLOOKUP(Map_Elec_Mid[[#This Row],[Measure]],'Measure Descriptions'!$B$10:$H$46,AJ$99,FALSE)<>\"\",VLOOKUP(Map_Elec_Mid[[#This Row],[Measure]],'Measure Descriptions'!$B$10:$H$46,AJ$99,FALSE),\"\"),\"\")","v":""},{"$f":"IF($B104<>\"\",IF(VLOOKUP(Map_Elec_Mid[[#This Row],[Measure]],'Measure Descriptions'!$B$10:$H$46,AK$99,FALSE)<>\"\",VLOOKUP(Map_Elec_Mid[[#This Row],[Measure]],'Measure Descriptions'!$B$10:$H$46,AK$99,FALSE),\"\"),\"\")","v":""},{"$f":"IF($B104<>\"\",IF(VLOOKUP(Map_Elec_Mid[[#This Row],[Measure]],'Measure Descriptions'!$B$10:$H$46,AL$99,FALSE)<>\"\",VLOOKUP(Map_Elec_Mid[[#This Row],[Measure]],'Measure Descriptions'!$B$10:$H$46,AL$99,FALSE),\"\"),\"\")","v":""},{"$f":"IF($B104<>\"\",IF(VLOOKUP(Map_Elec_Mid[[#This Row],[Measure]],'Measure Descriptions'!$B$10:$H$46,AM$99,FALSE)<>\"\",VLOOKUP(Map_Elec_Mid[[#This Row],[Measure]],'Measure Descriptions'!$B$10:$H$46,AM$99,FALSE),\"\"),\"\")","v":""},{"$f":"IF($B104<>\"\",IF(VLOOKUP(Map_Elec_Mid[[#This Row],[Measure]],'Measure Descriptions'!$B$10:$H$46,AN$99,FALSE)<>\"\",VLOOKUP(Map_Elec_Mid[[#This Row],[Measure]],'Measure Descriptions'!$B$10:$H$46,AN$99,FALSE),\"\"),\"\")","v":""},{"$f":"IF($B104<>\"\",IF(VLOOKUP(Map_Elec_Mid[[#This Row],[Measure]],'Measure Descriptions'!$B$10:$H$46,AO$99,FALSE)<>\"\",VLOOKUP(Map_Elec_Mid[[#This Row],[Measure]],'Measure Descriptions'!$B$10:$H$46,AO$99,FALSE),\"\"),\"\")","v":""},{"$f":"IF($B104<>\"\",IF(INDIRECT(\"Measures!\"&AP$99&$B104)<>\"\",INDIRECT(\"Measures!\"&AP$99&$B104),\"\"),\"\")","v":""},null,null,null,null,null,null,null,null,null,null,null,"","",{"$f":"IF($BA104<>\"\",IF(INDIRECT(\"Measures!\"&BD$99&$BA104)<>\"\",INDIRECT(\"Measures!\"&BD$99&$BA104),\"\"),\"\")","v":""},{"$f":"IF($BA104<>\"\",IF(INDIRECT(\"Measures!\"&BE$99&$BA104)<>\"\",INDIRECT(\"Measures!\"&BE$99&$BA104),\"\"),\"\")","v":""},{"$f":"IF($BA104<>\"\",IF(INDIRECT(\"Measures!\"&BF$99&$BA104)<>\"\",INDIRECT(\"Measures!\"&BF$99&$BA104),\"\"),\"\")","v":""},{"$f":"IF($BA104<>\"\",IF(INDIRECT(\"Measures!\"&BG$99&$BA104)<>\"\",INDIRECT(\"Measures!\"&BG$99&$BA104),\"\"),\"\")","v":""},{"$f":"IF($BA104<>\"\",IF(INDIRECT(\"Measures!\"&BH$99&$BA104)<>\"\",INDIRECT(\"Measures!\"&BH$99&$BA104),\"\"),\"\")","v":""},{"$f":"IF($BA104<>\"\",IF(INDIRECT(\"Measures!\"&BI$99&$BA104)<>\"\",INDIRECT(\"Measures!\"&BI$99&$BA104),\"\"),\"\")","v":""},{"$f":"IF($BA104<>\"\",IF(INDIRECT(\"Measures!\"&BJ$99&$BA104)<>\"\",INDIRECT(\"Measures!\"&BJ$99&$BA104),\"\"),\"\")","v":""},{"$f":"IF($BA104<>\"\",IF(INDIRECT(\"Measures!\"&BK$99&$BA104)<>\"\",INDIRECT(\"Measures!\"&BK$99&$BA104),\"\"),\"\")","v":""},{"$f":"IF($BA104<>\"\",IF(INDIRECT(\"Measures!\"&BL$99&$BA104)<>\"\",INDIRECT(\"Measures!\"&BL$99&$BA104),\"\"),\"\")","v":""},{"$f":"IF($BA104<>\"\",IF(INDIRECT(\"Measures!\"&BM$99&$BA104)<>\"\",INDIRECT(\"Measures!\"&BM$99&$BA104),\"\"),\"\")","v":""},{"$f":"IF($BA104<>\"\",IF(INDIRECT(\"Measures!\"&BN$99&$BA104)<>\"\",INDIRECT(\"Measures!\"&BN$99&$BA104),\"\"),\"\")","v":""},{"$f":"IF($BA104<>\"\",IF(INDIRECT(\"Measures!\"&BO$99&$BA104)<>\"\",INDIRECT(\"Measures!\"&BO$99&$BA104),\"\"),\"\")","v":""},{"$f":"IF($BA104<>\"\",IF(INDIRECT(\"Measures!\"&BP$99&$BA104)<>\"\",INDIRECT(\"Measures!\"&BP$99&$BA104),\"\"),\"\")","v":""},{"$f":"IF($BA104<>\"\",IF(INDIRECT(\"Measures!\"&BQ$99&$BA104)<>\"\",INDIRECT(\"Measures!\"&BQ$99&$BA104),\"\"),\"\")","v":""},{"$f":"IF($BA104<>\"\",IF(INDIRECT(\"Measures!\"&BR$99&$BA104)<>\"\",INDIRECT(\"Measures!\"&BR$99&$BA104),\"\"),\"\")","v":""},{"$f":"IF($BA104<>\"\",IF(INDIRECT(\"Measures!\"&BS$99&$BA104)<>\"\",INDIRECT(\"Measures!\"&BS$99&$BA104),\"\"),\"\")","v":""},{"$f":"IF($BA104<>\"\",IF(INDIRECT(\"Measures!\"&BT$99&$BA104)<>\"\",INDIRECT(\"Measures!\"&BT$99&$BA104),\"\"),\"\")","v":""},{"$f":"IF($BA104<>\"\",IF(INDIRECT(\"Measures!\"&BU$99&$BA104)<>\"\",INDIRECT(\"Measures!\"&BU$99&$BA104),\"\"),\"\")","v":""},{"$f":"IF($BA104<>\"\",IF(INDIRECT(\"Measures!\"&BV$99&$BA104)<>\"\",INDIRECT(\"Measures!\"&BV$99&$BA104),\"\"),\"\")","v":""},{"$f":"IF($BA104<>\"\",IF(INDIRECT(\"Measures!\"&BW$99&$BA104)<>\"\",INDIRECT(\"Measures!\"&BW$99&$BA104),\"\"),\"\")","v":""},{"$f":"IF($BA104<>\"\",IF(INDIRECT(\"Measures!\"&BX$99&$BA104)<>\"\",INDIRECT(\"Measures!\"&BX$99&$BA104),\"\"),\"\")","v":""},{"$f":"IF($BA104<>\"\",IF(INDIRECT(\"Measures!\"&BY$99&$BA104)<>\"\",INDIRECT(\"Measures!\"&BY$99&$BA104),\"\"),\"\")","v":""},{"$f":"IF($BA104<>\"\",IF(INDIRECT(\"Measures!\"&BZ$99&$BA104)<>\"\",INDIRECT(\"Measures!\"&BZ$99&$BA104),\"\"),\"\")","v":""},{"$f":"IF($BA104<>\"\",IF(INDIRECT(\"Measures!\"&CA$99&$BA104)<>\"\",INDIRECT(\"Measures!\"&CA$99&$BA104),\"\"),\"\")","v":""},{"$f":"IF($BA104<>\"\",IF(INDIRECT(\"Measures!\"&CB$99&$BA104)<>\"\",INDIRECT(\"Measures!\"&CB$99&$BA104),\"\"),\"\")","v":""},{"$f":"IF($BA104<>\"\",IF(INDIRECT(\"Measures!\"&CC$99&$BA104)<>\"\",INDIRECT(\"Measures!\"&CC$99&$BA104),\"\"),\"\")","v":""},{"$f":"IF($BA104<>\"\",IF(INDIRECT(\"Measures!\"&CD$99&$BA104)<>\"\",INDIRECT(\"Measures!\"&CD$99&$BA104),\"\"),\"\")","v":""},{"$f":"IF($BA104<>\"\",IF(INDIRECT(\"Measures!\"&CE$99&$BA104)<>\"\",INDIRECT(\"Measures!\"&CE$99&$BA104),\"\"),\"\")","v":""},{"$f":"IF($BA104<>\"\",IF(INDIRECT(\"Measures!\"&CF$99&$BA104)<>\"\",INDIRECT(\"Measures!\"&CF$99&$BA104),\"\"),\"\")","v":""},{"$f":"IF($BA104<>\"\",IF(INDIRECT(\"Measures!\"&CG$99&$BA104)<>\"\",INDIRECT(\"Measures!\"&CG$99&$BA104),\"\"),\"\")","v":""},{"$f":"INDEX('Measure Descriptions'!$A$10:$A$46,MATCH(Map_Gas_Mid[[#This Row],[Measure]],'Measure Descriptions'!$B$10:$B$46,0))","v":""},{"$f":"IF($BA104<>\"\",IF(VLOOKUP(Map_Gas_Mid[[#This Row],[Measure]],'Measure Descriptions'!$B$10:$H$46,CI$99,FALSE)<>\"\",VLOOKUP(Map_Gas_Mid[[#This Row],[Measure]],'Measure Descriptions'!$B$10:$H$46,CI$99,FALSE),\"\"),\"\")","v":""},{"$f":"IF($BA104<>\"\",IF(VLOOKUP(Map_Gas_Mid[[#This Row],[Measure]],'Measure Descriptions'!$B$10:$H$46,CJ$99,FALSE)<>\"\",VLOOKUP(Map_Gas_Mid[[#This Row],[Measure]],'Measure Descriptions'!$B$10:$H$46,CJ$99,FALSE),\"\"),\"\")","v":""},{"$f":"IF($BA104<>\"\",IF(VLOOKUP(Map_Gas_Mid[[#This Row],[Measure]],'Measure Descriptions'!$B$10:$H$46,CK$99,FALSE)<>\"\",VLOOKUP(Map_Gas_Mid[[#This Row],[Measure]],'Measure Descriptions'!$B$10:$H$46,CK$99,FALSE),\"\"),\"\")","v":""},{"$f":"IF($BA104<>\"\",IF(VLOOKUP(Map_Gas_Mid[[#This Row],[Measure]],'Measure Descriptions'!$B$10:$H$46,CL$99,FALSE)<>\"\",VLOOKUP(Map_Gas_Mid[[#This Row],[Measure]],'Measure Descriptions'!$B$10:$H$46,CL$99,FALSE),\"\"),\"\")","v":""},{"$f":"IF($BA104<>\"\",IF(VLOOKUP(Map_Gas_Mid[[#This Row],[Measure]],'Measure Descriptions'!$B$10:$H$46,CM$99,FALSE)<>\"\",VLOOKUP(Map_Gas_Mid[[#This Row],[Measure]],'Measure Descriptions'!$B$10:$H$46,CM$99,FALSE),\"\"),\"\")","v":""},{"$f":"IF($BA104<>\"\",IF(VLOOKUP(Map_Gas_Mid[[#This Row],[Measure]],'Measure Descriptions'!$B$10:$H$46,CN$99,FALSE)<>\"\",VLOOKUP(Map_Gas_Mid[[#This Row],[Measure]],'Measure Descriptions'!$B$10:$H$46,CN$99,FALSE),\"\"),\"\")","v":""},{"$f":"IF($BA104<>\"\",IF(INDIRECT(\"Measures!\"&CO$99&$BA104)<>\"\",INDIRECT(\"Measures!\"&CO$99&$BA104),\"\"),\"\")","v":""}]
[null,null,"","",{"$f":"IF($B105<>\"\",IF(INDIRECT(\"Measures!\"&E$99&$B105)<>\"\",INDIRECT(\"Measures!\"&E$99&$B105),\"\"),\"\")","v":""},{"$f":"IF($B105<>\"\",IF(INDIRECT(\"Measures!\"&F$99&$B105)<>\"\",INDIRECT(\"Measures!\"&F$99&$B105),\"\"),\"\")","v":""},{"$f":"IF($B105<>\"\",IF(INDIRECT(\"Measures!\"&G$99&$B105)<>\"\",INDIRECT(\"Measures!\"&G$99&$B105),\"\"),\"\")","v":""},{"$f":"IF($B105<>\"\",IF(INDIRECT(\"Measures!\"&H$99&$B105)<>\"\",INDIRECT(\"Measures!\"&H$99&$B105),\"\"),\"\")","v":""},{"$f":"IF($B105<>\"\",IF(INDIRECT(\"Measures!\"&I$99&$B105)<>\"\",INDIRECT(\"Measures!\"&I$99&$B105),\"\"),\"\")","v":""},{"$f":"IF($B105<>\"\",IF(INDIRECT(\"Measures!\"&J$99&$B105)<>\"\",INDIRECT(\"Measures!\"&J$99&$B105),\"\"),\"\")","v":""},{"$f":"IF($B105<>\"\",IF(INDIRECT(\"Measures!\"&K$99&$B105)<>\"\",INDIRECT(\"Measures!\"&K$99&$B105),\"\"),\"\")","v":""},{"$f":"IF($B105<>\"\",IF(INDIRECT(\"Measures!\"&L$99&$B105)<>\"\",INDIRECT(\"Measures!\"&L$99&$B105),\"\"),\"\")","v":""},{"$f":"IF($B105<>\"\",IF(INDIRECT(\"Measures!\"&M$99&$B105)<>\"\",INDIRECT(\"Measures!\"&M$99&$B105),\"\"),\"\")","v":""},{"$f":"IF($B105<>\"\",IF(INDIRECT(\"Measures!\"&N$99&$B105)<>\"\",INDIRECT(\"Measures!\"&N$99&$B105),\"\"),\"\")","v":""},{"$f":"IF($B105<>\"\",IF(INDIRECT(\"Measures!\"&O$99&$B105)<>\"\",INDIRECT(\"Measures!\"&O$99&$B105),\"\"),\"\")","v":""},{"$f":"IF($B105<>\"\",IF(INDIRECT(\"Measures!\"&P$99&$B105)<>\"\",INDIRECT(\"Measures!\"&P$99&$B105),\"\"),\"\")","v":""},{"$f":"IF($B105<>\"\",IF(INDIRECT(\"Measures!\"&Q$99&$B105)<>\"\",INDIRECT(\"Measures!\"&Q$99&$B105),\"\"),\"\")","v":""},{"$f":"IF($B105<>\"\",IF(INDIRECT(\"Measures!\"&R$99&$B105)<>\"\",INDIRECT(\"Measures!\"&R$99&$B105),\"\"),\"\")","v":""},{"$f":"IF($B105<>\"\",IF(INDIRECT(\"Measures!\"&S$99&$B105)<>\"\",INDIRECT(\"Measures!\"&S$99&$B105),\"\"),\"\")","v":""},{"$f":"IF($B105<>\"\",IF(INDIRECT(\"Measures!\"&T$99&$B105)<>\"\",INDIRECT(\"Measures!\"&T$99&$B105),\"\"),\"\")","v":""},{"$f":"IF($B105<>\"\",IF(INDIRECT(\"Measures!\"&U$99&$B105)<>\"\",INDIRECT(\"Measures!\"&U$99&$B105),\"\"),\"\")","v":""},{"$f":"IF($B105<>\"\",IF(INDIRECT(\"Measures!\"&V$99&$B105)<>\"\",INDIRECT(\"Measures!\"&V$99&$B105),\"\"),\"\")","v":""},{"$f":"IF($B105<>\"\",IF(INDIRECT(\"Measures!\"&W$99&$B105)<>\"\",INDIRECT(\"Measures!\"&W$99&$B105),\"\"),\"\")","v":""},{"$f":"IF($B105<>\"\",IF(INDIRECT(\"Measures!\"&X$99&$B105)<>\"\",INDIRECT(\"Measures!\"&X$99&$B105),\"\"),\"\")","v":""},{"$f":"IF($B105<>\"\",IF(INDIRECT(\"Measures!\"&Y$99&$B105)<>\"\",INDIRECT(\"Measures!\"&Y$99&$B105),\"\"),\"\")","v":""},{"$f":"IF($B105<>\"\",IF(INDIRECT(\"Measures!\"&Z$99&$B105)<>\"\",INDIRECT(\"Measures!\"&Z$99&$B105),\"\"),\"\")","v":""},{"$f":"IF($B105<>\"\",IF(INDIRECT(\"Measures!\"&AA$99&$B105)<>\"\",INDIRECT(\"Measures!\"&AA$99&$B105),\"\"),\"\")","v":""},{"$f":"IF($B105<>\"\",IF(INDIRECT(\"Measures!\"&AB$99&$B105)<>\"\",INDIRECT(\"Measures!\"&AB$99&$B105),\"\"),\"\")","v":""},{"$f":"IF($B105<>\"\",IF(INDIRECT(\"Measures!\"&AC$99&$B105)<>\"\",INDIRECT(\"Measures!\"&AC$99&$B105),\"\"),\"\")","v":""},{"$f":"IF($B105<>\"\",IF(INDIRECT(\"Measures!\"&AD$99&$B105)<>\"\",INDIRECT(\"Measures!\"&AD$99&$B105),\"\"),\"\")","v":""},{"$f":"IF($B105<>\"\",IF(INDIRECT(\"Measures!\"&AE$99&$B105)<>\"\",INDIRECT(\"Measures!\"&AE$99&$B105),\"\"),\"\")","v":""},{"$f":"IF($B105<>\"\",IF(INDIRECT(\"Measures!\"&AF$99&$B105)<>\"\",INDIRECT(\"Measures!\"&AF$99&$B105),\"\"),\"\")","v":""},{"$f":"IF($B105<>\"\",IF(INDIRECT(\"Measures!\"&AG$99&$B105)<>\"\",INDIRECT(\"Measures!\"&AG$99&$B105),\"\"),\"\")","v":""},{"$f":"IF($B105<>\"\",IF(INDIRECT(\"Measures!\"&AH$99&$B105)<>\"\",INDIRECT(\"Measures!\"&AH$99&$B105),\"\"),\"\")","v":""},{"$f":"INDEX('Measure Descriptions'!$A$10:$A$46,MATCH(Map_Elec_Mid[[#This Row],[Measure]],'Measure Descriptions'!$B$10:$B$46,0))","v":""},{"$f":"IF($B105<>\"\",IF(VLOOKUP(Map_Elec_Mid[[#This Row],[Measure]],'Measure Descriptions'!$B$10:$H$46,AJ$99,FALSE)<>\"\",VLOOKUP(Map_Elec_Mid[[#This Row],[Measure]],'Measure Descriptions'!$B$10:$H$46,AJ$99,FALSE),\"\"),\"\")","v":""},{"$f":"IF($B105<>\"\",IF(VLOOKUP(Map_Elec_Mid[[#This Row],[Measure]],'Measure Descriptions'!$B$10:$H$46,AK$99,FALSE)<>\"\",VLOOKUP(Map_Elec_Mid[[#This Row],[Measure]],'Measure Descriptions'!$B$10:$H$46,AK$99,FALSE),\"\"),\"\")","v":""},{"$f":"IF($B105<>\"\",IF(VLOOKUP(Map_Elec_Mid[[#This Row],[Measure]],'Measure Descriptions'!$B$10:$H$46,AL$99,FALSE)<>\"\",VLOOKUP(Map_Elec_Mid[[#This Row],[Measure]],'Measure Descriptions'!$B$10:$H$46,AL$99,FALSE),\"\"),\"\")","v":""},{"$f":"IF($B105<>\"\",IF(VLOOKUP(Map_Elec_Mid[[#This Row],[Measure]],'Measure Descriptions'!$B$10:$H$46,AM$99,FALSE)<>\"\",VLOOKUP(Map_Elec_Mid[[#This Row],[Measure]],'Measure Descriptions'!$B$10:$H$46,AM$99,FALSE),\"\"),\"\")","v":""},{"$f":"IF($B105<>\"\",IF(VLOOKUP(Map_Elec_Mid[[#This Row],[Measure]],'Measure Descriptions'!$B$10:$H$46,AN$99,FALSE)<>\"\",VLOOKUP(Map_Elec_Mid[[#This Row],[Measure]],'Measure Descriptions'!$B$10:$H$46,AN$99,FALSE),\"\"),\"\")","v":""},{"$f":"IF($B105<>\"\",IF(VLOOKUP(Map_Elec_Mid[[#This Row],[Measure]],'Measure Descriptions'!$B$10:$H$46,AO$99,FALSE)<>\"\",VLOOKUP(Map_Elec_Mid[[#This Row],[Measure]],'Measure Descriptions'!$B$10:$H$46,AO$99,FALSE),\"\"),\"\")","v":""},{"$f":"IF($B105<>\"\",IF(INDIRECT(\"Measures!\"&AP$99&$B105)<>\"\",INDIRECT(\"Measures!\"&AP$99&$B105),\"\"),\"\")","v":""},null,null,null,null,null,null,null,null,null,null,null,"","",{"$f":"IF($BA105<>\"\",IF(INDIRECT(\"Measures!\"&BD$99&$BA105)<>\"\",INDIRECT(\"Measures!\"&BD$99&$BA105),\"\"),\"\")","v":""},{"$f":"IF($BA105<>\"\",IF(INDIRECT(\"Measures!\"&BE$99&$BA105)<>\"\",INDIRECT(\"Measures!\"&BE$99&$BA105),\"\"),\"\")","v":""},{"$f":"IF($BA105<>\"\",IF(INDIRECT(\"Measures!\"&BF$99&$BA105)<>\"\",INDIRECT(\"Measures!\"&BF$99&$BA105),\"\"),\"\")","v":""},{"$f":"IF($BA105<>\"\",IF(INDIRECT(\"Measures!\"&BG$99&$BA105)<>\"\",INDIRECT(\"Measures!\"&BG$99&$BA105),\"\"),\"\")","v":""},{"$f":"IF($BA105<>\"\",IF(INDIRECT(\"Measures!\"&BH$99&$BA105)<>\"\",INDIRECT(\"Measures!\"&BH$99&$BA105),\"\"),\"\")","v":""},{"$f":"IF($BA105<>\"\",IF(INDIRECT(\"Measures!\"&BI$99&$BA105)<>\"\",INDIRECT(\"Measures!\"&BI$99&$BA105),\"\"),\"\")","v":""},{"$f":"IF($BA105<>\"\",IF(INDIRECT(\"Measures!\"&BJ$99&$BA105)<>\"\",INDIRECT(\"Measures!\"&BJ$99&$BA105),\"\"),\"\")","v":""},{"$f":"IF($BA105<>\"\",IF(INDIRECT(\"Measures!\"&BK$99&$BA105)<>\"\",INDIRECT(\"Measures!\"&BK$99&$BA105),\"\"),\"\")","v":""},{"$f":"IF($BA105<>\"\",IF(INDIRECT(\"Measures!\"&BL$99&$BA105)<>\"\",INDIRECT(\"Measures!\"&BL$99&$BA105),\"\"),\"\")","v":""},{"$f":"IF($BA105<>\"\",IF(INDIRECT(\"Measures!\"&BM$99&$BA105)<>\"\",INDIRECT(\"Measures!\"&BM$99&$BA105),\"\"),\"\")","v":""},{"$f":"IF($BA105<>\"\",IF(INDIRECT(\"Measures!\"&BN$99&$BA105)<>\"\",INDIRECT(\"Measures!\"&BN$99&$BA105),\"\"),\"\")","v":""},{"$f":"IF($BA105<>\"\",IF(INDIRECT(\"Measures!\"&BO$99&$BA105)<>\"\",INDIRECT(\"Measures!\"&BO$99&$BA105),\"\"),\"\")","v":""},{"$f":"IF($BA105<>\"\",IF(INDIRECT(\"Measures!\"&BP$99&$BA105)<>\"\",INDIRECT(\"Measures!\"&BP$99&$BA105),\"\"),\"\")","v":""},{"$f":"IF($BA105<>\"\",IF(INDIRECT(\"Measures!\"&BQ$99&$BA105)<>\"\",INDIRECT(\"Measures!\"&BQ$99&$BA105),\"\"),\"\")","v":""},{"$f":"IF($BA105<>\"\",IF(INDIRECT(\"Measures!\"&BR$99&$BA105)<>\"\",INDIRECT(\"Measures!\"&BR$99&$BA105),\"\"),\"\")","v":""},{"$f":"IF($BA105<>\"\",IF(INDIRECT(\"Measures!\"&BS$99&$BA105)<>\"\",INDIRECT(\"Measures!\"&BS$99&$BA105),\"\"),\"\")","v":""},{"$f":"IF($BA105<>\"\",IF(INDIRECT(\"Measures!\"&BT$99&$BA105)<>\"\",INDIRECT(\"Measures!\"&BT$99&$BA105),\"\"),\"\")","v":""},{"$f":"IF($BA105<>\"\",IF(INDIRECT(\"Measures!\"&BU$99&$BA105)<>\"\",INDIRECT(\"Measures!\"&BU$99&$BA105),\"\"),\"\")","v":""},{"$f":"IF($BA105<>\"\",IF(INDIRECT(\"Measures!\"&BV$99&$BA105)<>\"\",INDIRECT(\"Measures!\"&BV$99&$BA105),\"\"),\"\")","v":""},{"$f":"IF($BA105<>\"\",IF(INDIRECT(\"Measures!\"&BW$99&$BA105)<>\"\",INDIRECT(\"Measures!\"&BW$99&$BA105),\"\"),\"\")","v":""},{"$f":"IF($BA105<>\"\",IF(INDIRECT(\"Measures!\"&BX$99&$BA105)<>\"\",INDIRECT(\"Measures!\"&BX$99&$BA105),\"\"),\"\")","v":""},{"$f":"IF($BA105<>\"\",IF(INDIRECT(\"Measures!\"&BY$99&$BA105)<>\"\",INDIRECT(\"Measures!\"&BY$99&$BA105),\"\"),\"\")","v":""},{"$f":"IF($BA105<>\"\",IF(INDIRECT(\"Measures!\"&BZ$99&$BA105)<>\"\",INDIRECT(\"Measures!\"&BZ$99&$BA105),\"\"),\"\")","v":""},{"$f":"IF($BA105<>\"\",IF(INDIRECT(\"Measures!\"&CA$99&$BA105)<>\"\",INDIRECT(\"Measures!\"&CA$99&$BA105),\"\"),\"\")","v":""},{"$f":"IF($BA105<>\"\",IF(INDIRECT(\"Measures!\"&CB$99&$BA105)<>\"\",INDIRECT(\"Measures!\"&CB$99&$BA105),\"\"),\"\")","v":""},{"$f":"IF($BA105<>\"\",IF(INDIRECT(\"Measures!\"&CC$99&$BA105)<>\"\",INDIRECT(\"Measures!\"&CC$99&$BA105),\"\"),\"\")","v":""},{"$f":"IF($BA105<>\"\",IF(INDIRECT(\"Measures!\"&CD$99&$BA105)<>\"\",INDIRECT(\"Measures!\"&CD$99&$BA105),\"\"),\"\")","v":""},{"$f":"IF($BA105<>\"\",IF(INDIRECT(\"Measures!\"&CE$99&$BA105)<>\"\",INDIRECT(\"Measures!\"&CE$99&$BA105),\"\"),\"\")","v":""},{"$f":"IF($BA105<>\"\",IF(INDIRECT(\"Measures!\"&CF$99&$BA105)<>\"\",INDIRECT(\"Measures!\"&CF$99&$BA105),\"\"),\"\")","v":""},{"$f":"IF($BA105<>\"\",IF(INDIRECT(\"Measures!\"&CG$99&$BA105)<>\"\",INDIRECT(\"Measures!\"&CG$99&$BA105),\"\"),\"\")","v":""},{"$f":"INDEX('Measure Descriptions'!$A$10:$A$46,MATCH(Map_Gas_Mid[[#This Row],[Measure]],'Measure Descriptions'!$B$10:$B$46,0))","v":""},{"$f":"IF($BA105<>\"\",IF(VLOOKUP(Map_Gas_Mid[[#This Row],[Measure]],'Measure Descriptions'!$B$10:$H$46,CI$99,FALSE)<>\"\",VLOOKUP(Map_Gas_Mid[[#This Row],[Measure]],'Measure Descriptions'!$B$10:$H$46,CI$99,FALSE),\"\"),\"\")","v":""},{"$f":"IF($BA105<>\"\",IF(VLOOKUP(Map_Gas_Mid[[#This Row],[Measure]],'Measure Descriptions'!$B$10:$H$46,CJ$99,FALSE)<>\"\",VLOOKUP(Map_Gas_Mid[[#This Row],[Measure]],'Measure Descriptions'!$B$10:$H$46,CJ$99,FALSE),\"\"),\"\")","v":""},{"$f":"IF($BA105<>\"\",IF(VLOOKUP(Map_Gas_Mid[[#This Row],[Measure]],'Measure Descriptions'!$B$10:$H$46,CK$99,FALSE)<>\"\",VLOOKUP(Map_Gas_Mid[[#This Row],[Measure]],'Measure Descriptions'!$B$10:$H$46,CK$99,FALSE),\"\"),\"\")","v":""},{"$f":"IF($BA105<>\"\",IF(VLOOKUP(Map_Gas_Mid[[#This Row],[Measure]],'Measure Descriptions'!$B$10:$H$46,CL$99,FALSE)<>\"\",VLOOKUP(Map_Gas_Mid[[#This Row],[Measure]],'Measure Descriptions'!$B$10:$H$46,CL$99,FALSE),\"\"),\"\")","v":""},{"$f":"IF($BA105<>\"\",IF(VLOOKUP(Map_Gas_Mid[[#This Row],[Measure]],'Measure Descriptions'!$B$10:$H$46,CM$99,FALSE)<>\"\",VLOOKUP(Map_Gas_Mid[[#This Row],[Measure]],'Measure Descriptions'!$B$10:$H$46,CM$99,FALSE),\"\"),\"\")","v":""},{"$f":"IF($BA105<>\"\",IF(VLOOKUP(Map_Gas_Mid[[#This Row],[Measure]],'Measure Descriptions'!$B$10:$H$46,CN$99,FALSE)<>\"\",VLOOKUP(Map_Gas_Mid[[#This Row],[Measure]],'Measure Descriptions'!$B$10:$H$46,CN$99,FALSE),\"\"),\"\")","v":""},{"$f":"IF($BA105<>\"\",IF(INDIRECT(\"Measures!\"&CO$99&$BA105)<>\"\",INDIRECT(\"Measures!\"&CO$99&$BA105),\"\"),\"\")","v":""}]
[null,null,"","",{"$f":"IF($B106<>\"\",IF(INDIRECT(\"Measures!\"&E$99&$B106)<>\"\",INDIRECT(\"Measures!\"&E$99&$B106),\"\"),\"\")","v":""},{"$f":"IF($B106<>\"\",IF(INDIRECT(\"Measures!\"&F$99&$B106)<>\"\",INDIRECT(\"Measures!\"&F$99&$B106),\"\"),\"\")","v":""},{"$f":"IF($B106<>\"\",IF(INDIRECT(\"Measures!\"&G$99&$B106)<>\"\",INDIRECT(\"Measures!\"&G$99&$B106),\"\"),\"\")","v":""},{"$f":"IF($B106<>\"\",IF(INDIRECT(\"Measures!\"&H$99&$B106)<>\"\",INDIRECT(\"Measures!\"&H$99&$B106),\"\"),\"\")","v":""},{"$f":"IF($B106<>\"\",IF(INDIRECT(\"Measures!\"&I$99&$B106)<>\"\",INDIRECT(\"Measures!\"&I$99&$B106),\"\"),\"\")","v":""},{"$f":"IF($B106<>\"\",IF(INDIRECT(\"Measures!\"&J$99&$B106)<>\"\",INDIRECT(\"Measures!\"&J$99&$B106),\"\"),\"\")","v":""},{"$f":"IF($B106<>\"\",IF(INDIRECT(\"Measures!\"&K$99&$B106)<>\"\",INDIRECT(\"Measures!\"&K$99&$B106),\"\"),\"\")","v":""},{"$f":"IF($B106<>\"\",IF(INDIRECT(\"Measures!\"&L$99&$B106)<>\"\",INDIRECT(\"Measures!\"&L$99&$B106),\"\"),\"\")","v":""},{"$f":"IF($B106<>\"\",IF(INDIRECT(\"Measures!\"&M$99&$B106)<>\"\",INDIRECT(\"Measures!\"&M$99&$B106),\"\"),\"\")","v":""},{"$f":"IF($B106<>\"\",IF(INDIRECT(\"Measures!\"&N$99&$B106)<>\"\",INDIRECT(\"Measures!\"&N$99&$B106),\"\"),\"\")","v":""},{"$f":"IF($B106<>\"\",IF(INDIRECT(\"Measures!\"&O$99&$B106)<>\"\",INDIRECT(\"Measures!\"&O$99&$B106),\"\"),\"\")","v":""},{"$f":"IF($B106<>\"\",IF(INDIRECT(\"Measures!\"&P$99&$B106)<>\"\",INDIRECT(\"Measures!\"&P$99&$B106),\"\"),\"\")","v":""},{"$f":"IF($B106<>\"\",IF(INDIRECT(\"Measures!\"&Q$99&$B106)<>\"\",INDIRECT(\"Measures!\"&Q$99&$B106),\"\"),\"\")","v":""},{"$f":"IF($B106<>\"\",IF(INDIRECT(\"Measures!\"&R$99&$B106)<>\"\",INDIRECT(\"Measures!\"&R$99&$B106),\"\"),\"\")","v":""},{"$f":"IF($B106<>\"\",IF(INDIRECT(\"Measures!\"&S$99&$B106)<>\"\",INDIRECT(\"Measures!\"&S$99&$B106),\"\"),\"\")","v":""},{"$f":"IF($B106<>\"\",IF(INDIRECT(\"Measures!\"&T$99&$B106)<>\"\",INDIRECT(\"Measures!\"&T$99&$B106),\"\"),\"\")","v":""},{"$f":"IF($B106<>\"\",IF(INDIRECT(\"Measures!\"&U$99&$B106)<>\"\",INDIRECT(\"Measures!\"&U$99&$B106),\"\"),\"\")","v":""},{"$f":"IF($B106<>\"\",IF(INDIRECT(\"Measures!\"&V$99&$B106)<>\"\",INDIRECT(\"Measures!\"&V$99&$B106),\"\"),\"\")","v":""},{"$f":"IF($B106<>\"\",IF(INDIRECT(\"Measures!\"&W$99&$B106)<>\"\",INDIRECT(\"Measures!\"&W$99&$B106),\"\"),\"\")","v":""},{"$f":"IF($B106<>\"\",IF(INDIRECT(\"Measures!\"&X$99&$B106)<>\"\",INDIRECT(\"Measures!\"&X$99&$B106),\"\"),\"\")","v":""},{"$f":"IF($B106<>\"\",IF(INDIRECT(\"Measures!\"&Y$99&$B106)<>\"\",INDIRECT(\"Measures!\"&Y$99&$B106),\"\"),\"\")","v":""},{"$f":"IF($B106<>\"\",IF(INDIRECT(\"Measures!\"&Z$99&$B106)<>\"\",INDIRECT(\"Measures!\"&Z$99&$B106),\"\"),\"\")","v":""},{"$f":"IF($B106<>\"\",IF(INDIRECT(\"Measures!\"&AA$99&$B106)<>\"\",INDIRECT(\"Measures!\"&AA$99&$B106),\"\"),\"\")","v":""},{"$f":"IF($B106<>\"\",IF(INDIRECT(\"Measures!\"&AB$99&$B106)<>\"\",INDIRECT(\"Measures!\"&AB$99&$B106),\"\"),\"\")","v":""},{"$f":"IF($B106<>\"\",IF(INDIRECT(\"Measures!\"&AC$99&$B106)<>\"\",INDIRECT(\"Measures!\"&AC$99&$B106),\"\"),\"\")","v":""},{"$f":"IF($B106<>\"\",IF(INDIRECT(\"Measures!\"&AD$99&$B106)<>\"\",INDIRECT(\"Measures!\"&AD$99&$B106),\"\"),\"\")","v":""},{"$f":"IF($B106<>\"\",IF(INDIRECT(\"Measures!\"&AE$99&$B106)<>\"\",INDIRECT(\"Measures!\"&AE$99&$B106),\"\"),\"\")","v":""},{"$f":"IF($B106<>\"\",IF(INDIRECT(\"Measures!\"&AF$99&$B106)<>\"\",INDIRECT(\"Measures!\"&AF$99&$B106),\"\"),\"\")","v":""},{"$f":"IF($B106<>\"\",IF(INDIRECT(\"Measures!\"&AG$99&$B106)<>\"\",INDIRECT(\"Measures!\"&AG$99&$B106),\"\"),\"\")","v":""},{"$f":"IF($B106<>\"\",IF(INDIRECT(\"Measures!\"&AH$99&$B106)<>\"\",INDIRECT(\"Measures!\"&AH$99&$B106),\"\"),\"\")","v":""},{"$f":"INDEX('Measure Descriptions'!$A$10:$A$46,MATCH(Map_Elec_Mid[[#This Row],[Measure]],'Measure Descriptions'!$B$10:$B$46,0))","v":""},{"$f":"IF($B106<>\"\",IF(VLOOKUP(Map_Elec_Mid[[#This Row],[Measure]],'Measure Descriptions'!$B$10:$H$46,AJ$99,FALSE)<>\"\",VLOOKUP(Map_Elec_Mid[[#This Row],[Measure]],'Measure Descriptions'!$B$10:$H$46,AJ$99,FALSE),\"\"),\"\")","v":""},{"$f":"IF($B106<>\"\",IF(VLOOKUP(Map_Elec_Mid[[#This Row],[Measure]],'Measure Descriptions'!$B$10:$H$46,AK$99,FALSE)<>\"\",VLOOKUP(Map_Elec_Mid[[#This Row],[Measure]],'Measure Descriptions'!$B$10:$H$46,AK$99,FALSE),\"\"),\"\")","v":""},{"$f":"IF($B106<>\"\",IF(VLOOKUP(Map_Elec_Mid[[#This Row],[Measure]],'Measure Descriptions'!$B$10:$H$46,AL$99,FALSE)<>\"\",VLOOKUP(Map_Elec_Mid[[#This Row],[Measure]],'Measure Descriptions'!$B$10:$H$46,AL$99,FALSE),\"\"),\"\")","v":""},{"$f":"IF($B106<>\"\",IF(VLOOKUP(Map_Elec_Mid[[#This Row],[Measure]],'Measure Descriptions'!$B$10:$H$46,AM$99,FALSE)<>\"\",VLOOKUP(Map_Elec_Mid[[#This Row],[Measure]],'Measure Descriptions'!$B$10:$H$46,AM$99,FALSE),\"\"),\"\")","v":""},{"$f":"IF($B106<>\"\",IF(VLOOKUP(Map_Elec_Mid[[#This Row],[Measure]],'Measure Descriptions'!$B$10:$H$46,AN$99,FALSE)<>\"\",VLOOKUP(Map_Elec_Mid[[#This Row],[Measure]],'Measure Descriptions'!$B$10:$H$46,AN$99,FALSE),\"\"),\"\")","v":""},{"$f":"IF($B106<>\"\",IF(VLOOKUP(Map_Elec_Mid[[#This Row],[Measure]],'Measure Descriptions'!$B$10:$H$46,AO$99,FALSE)<>\"\",VLOOKUP(Map_Elec_Mid[[#This Row],[Measure]],'Measure Descriptions'!$B$10:$H$46,AO$99,FALSE),\"\"),\"\")","v":""},{"$f":"IF($B106<>\"\",IF(INDIRECT(\"Measures!\"&AP$99&$B106)<>\"\",INDIRECT(\"Measures!\"&AP$99&$B106),\"\"),\"\")","v":""},null,null,null,null,null,null,null,null,null,null,null,"","",{"$f":"IF($BA106<>\"\",IF(INDIRECT(\"Measures!\"&BD$99&$BA106)<>\"\",INDIRECT(\"Measures!\"&BD$99&$BA106),\"\"),\"\")","v":""},{"$f":"IF($BA106<>\"\",IF(INDIRECT(\"Measures!\"&BE$99&$BA106)<>\"\",INDIRECT(\"Measures!\"&BE$99&$BA106),\"\"),\"\")","v":""},{"$f":"IF($BA106<>\"\",IF(INDIRECT(\"Measures!\"&BF$99&$BA106)<>\"\",INDIRECT(\"Measures!\"&BF$99&$BA106),\"\"),\"\")","v":""},{"$f":"IF($BA106<>\"\",IF(INDIRECT(\"Measures!\"&BG$99&$BA106)<>\"\",INDIRECT(\"Measures!\"&BG$99&$BA106),\"\"),\"\")","v":""},{"$f":"IF($BA106<>\"\",IF(INDIRECT(\"Measures!\"&BH$99&$BA106)<>\"\",INDIRECT(\"Measures!\"&BH$99&$BA106),\"\"),\"\")","v":""},{"$f":"IF($BA106<>\"\",IF(INDIRECT(\"Measures!\"&BI$99&$BA106)<>\"\",INDIRECT(\"Measures!\"&BI$99&$BA106),\"\"),\"\")","v":""},{"$f":"IF($BA106<>\"\",IF(INDIRECT(\"Measures!\"&BJ$99&$BA106)<>\"\",INDIRECT(\"Measures!\"&BJ$99&$BA106),\"\"),\"\")","v":""},{"$f":"IF($BA106<>\"\",IF(INDIRECT(\"Measures!\"&BK$99&$BA106)<>\"\",INDIRECT(\"Measures!\"&BK$99&$BA106),\"\"),\"\")","v":""},{"$f":"IF($BA106<>\"\",IF(INDIRECT(\"Measures!\"&BL$99&$BA106)<>\"\",INDIRECT(\"Measures!\"&BL$99&$BA106),\"\"),\"\")","v":""},{"$f":"IF($BA106<>\"\",IF(INDIRECT(\"Measures!\"&BM$99&$BA106)<>\"\",INDIRECT(\"Measures!\"&BM$99&$BA106),\"\"),\"\")","v":""},{"$f":"IF($BA106<>\"\",IF(INDIRECT(\"Measures!\"&BN$99&$BA106)<>\"\",INDIRECT(\"Measures!\"&BN$99&$BA106),\"\"),\"\")","v":""},{"$f":"IF($BA106<>\"\",IF(INDIRECT(\"Measures!\"&BO$99&$BA106)<>\"\",INDIRECT(\"Measures!\"&BO$99&$BA106),\"\"),\"\")","v":""},{"$f":"IF($BA106<>\"\",IF(INDIRECT(\"Measures!\"&BP$99&$BA106)<>\"\",INDIRECT(\"Measures!\"&BP$99&$BA106),\"\"),\"\")","v":""},{"$f":"IF($BA106<>\"\",IF(INDIRECT(\"Measures!\"&BQ$99&$BA106)<>\"\",INDIRECT(\"Measures!\"&BQ$99&$BA106),\"\"),\"\")","v":""},{"$f":"IF($BA106<>\"\",IF(INDIRECT(\"Measures!\"&BR$99&$BA106)<>\"\",INDIRECT(\"Measures!\"&BR$99&$BA106),\"\"),\"\")","v":""},{"$f":"IF($BA106<>\"\",IF(INDIRECT(\"Measures!\"&BS$99&$BA106)<>\"\",INDIRECT(\"Measures!\"&BS$99&$BA106),\"\"),\"\")","v":""},{"$f":"IF($BA106<>\"\",IF(INDIRECT(\"Measures!\"&BT$99&$BA106)<>\"\",INDIRECT(\"Measures!\"&BT$99&$BA106),\"\"),\"\")","v":""},{"$f":"IF($BA106<>\"\",IF(INDIRECT(\"Measures!\"&BU$99&$BA106)<>\"\",INDIRECT(\"Measures!\"&BU$99&$BA106),\"\"),\"\")","v":""},{"$f":"IF($BA106<>\"\",IF(INDIRECT(\"Measures!\"&BV$99&$BA106)<>\"\",INDIRECT(\"Measures!\"&BV$99&$BA106),\"\"),\"\")","v":""},{"$f":"IF($BA106<>\"\",IF(INDIRECT(\"Measures!\"&BW$99&$BA106)<>\"\",INDIRECT(\"Measures!\"&BW$99&$BA106),\"\"),\"\")","v":""},{"$f":"IF($BA106<>\"\",IF(INDIRECT(\"Measures!\"&BX$99&$BA106)<>\"\",INDIRECT(\"Measures!\"&BX$99&$BA106),\"\"),\"\")","v":""},{"$f":"IF($BA106<>\"\",IF(INDIRECT(\"Measures!\"&BY$99&$BA106)<>\"\",INDIRECT(\"Measures!\"&BY$99&$BA106),\"\"),\"\")","v":""},{"$f":"IF($BA106<>\"\",IF(INDIRECT(\"Measures!\"&BZ$99&$BA106)<>\"\",INDIRECT(\"Measures!\"&BZ$99&$BA106),\"\"),\"\")","v":""},{"$f":"IF($BA106<>\"\",IF(INDIRECT(\"Measures!\"&CA$99&$BA106)<>\"\",INDIRECT(\"Measures!\"&CA$99&$BA106),\"\"),\"\")","v":""},{"$f":"IF($BA106<>\"\",IF(INDIRECT(\"Measures!\"&CB$99&$BA106)<>\"\",INDIRECT(\"Measures!\"&CB$99&$BA106),\"\"),\"\")","v":""},{"$f":"IF($BA106<>\"\",IF(INDIRECT(\"Measures!\"&CC$99&$BA106)<>\"\",INDIRECT(\"Measures!\"&CC$99&$BA106),\"\"),\"\")","v":""},{"$f":"IF($BA106<>\"\",IF(INDIRECT(\"Measures!\"&CD$99&$BA106)<>\"\",INDIRECT(\"Measures!\"&CD$99&$BA106),\"\"),\"\")","v":""},{"$f":"IF($BA106<>\"\",IF(INDIRECT(\"Measures!\"&CE$99&$BA106)<>\"\",INDIRECT(\"Measures!\"&CE$99&$BA106),\"\"),\"\")","v":""},{"$f":"IF($BA106<>\"\",IF(INDIRECT(\"Measures!\"&CF$99&$BA106)<>\"\",INDIRECT(\"Measures!\"&CF$99&$BA106),\"\"),\"\")","v":""},{"$f":"IF($BA106<>\"\",IF(INDIRECT(\"Measures!\"&CG$99&$BA106)<>\"\",INDIRECT(\"Measures!\"&CG$99&$BA106),\"\"),\"\")","v":""},{"$f":"INDEX('Measure Descriptions'!$A$10:$A$46,MATCH(Map_Gas_Mid[[#This Row],[Measure]],'Measure Descriptions'!$B$10:$B$46,0))","v":""},{"$f":"IF($BA106<>\"\",IF(VLOOKUP(Map_Gas_Mid[[#This Row],[Measure]],'Measure Descriptions'!$B$10:$H$46,CI$99,FALSE)<>\"\",VLOOKUP(Map_Gas_Mid[[#This Row],[Measure]],'Measure Descriptions'!$B$10:$H$46,CI$99,FALSE),\"\"),\"\")","v":""},{"$f":"IF($BA106<>\"\",IF(VLOOKUP(Map_Gas_Mid[[#This Row],[Measure]],'Measure Descriptions'!$B$10:$H$46,CJ$99,FALSE)<>\"\",VLOOKUP(Map_Gas_Mid[[#This Row],[Measure]],'Measure Descriptions'!$B$10:$H$46,CJ$99,FALSE),\"\"),\"\")","v":""},{"$f":"IF($BA106<>\"\",IF(VLOOKUP(Map_Gas_Mid[[#This Row],[Measure]],'Measure Descriptions'!$B$10:$H$46,CK$99,FALSE)<>\"\",VLOOKUP(Map_Gas_Mid[[#This Row],[Measure]],'Measure Descriptions'!$B$10:$H$46,CK$99,FALSE),\"\"),\"\")","v":""},{"$f":"IF($BA106<>\"\",IF(VLOOKUP(Map_Gas_Mid[[#This Row],[Measure]],'Measure Descriptions'!$B$10:$H$46,CL$99,FALSE)<>\"\",VLOOKUP(Map_Gas_Mid[[#This Row],[Measure]],'Measure Descriptions'!$B$10:$H$46,CL$99,FALSE),\"\"),\"\")","v":""},{"$f":"IF($BA106<>\"\",IF(VLOOKUP(Map_Gas_Mid[[#This Row],[Measure]],'Measure Descriptions'!$B$10:$H$46,CM$99,FALSE)<>\"\",VLOOKUP(Map_Gas_Mid[[#This Row],[Measure]],'Measure Descriptions'!$B$10:$H$46,CM$99,FALSE),\"\"),\"\")","v":""},{"$f":"IF($BA106<>\"\",IF(VLOOKUP(Map_Gas_Mid[[#This Row],[Measure]],'Measure Descriptions'!$B$10:$H$46,CN$99,FALSE)<>\"\",VLOOKUP(Map_Gas_Mid[[#This Row],[Measure]],'Measure Descriptions'!$B$10:$H$46,CN$99,FALSE),\"\"),\"\")","v":""},{"$f":"IF($BA106<>\"\",IF(INDIRECT(\"Measures!\"&CO$99&$BA106)<>\"\",INDIRECT(\"Measures!\"&CO$99&$BA106),\"\"),\"\")","v":""}]
[null,null,"","",{"$f":"IF($B107<>\"\",IF(INDIRECT(\"Measures!\"&E$99&$B107)<>\"\",INDIRECT(\"Measures!\"&E$99&$B107),\"\"),\"\")","v":""},{"$f":"IF($B107<>\"\",IF(INDIRECT(\"Measures!\"&F$99&$B107)<>\"\",INDIRECT(\"Measures!\"&F$99&$B107),\"\"),\"\")","v":""},{"$f":"IF($B107<>\"\",IF(INDIRECT(\"Measures!\"&G$99&$B107)<>\"\",INDIRECT(\"Measures!\"&G$99&$B107),\"\"),\"\")","v":""},{"$f":"IF($B107<>\"\",IF(INDIRECT(\"Measures!\"&H$99&$B107)<>\"\",INDIRECT(\"Measures!\"&H$99&$B107),\"\"),\"\")","v":""},{"$f":"IF($B107<>\"\",IF(INDIRECT(\"Measures!\"&I$99&$B107)<>\"\",INDIRECT(\"Measures!\"&I$99&$B107),\"\"),\"\")","v":""},{"$f":"IF($B107<>\"\",IF(INDIRECT(\"Measures!\"&J$99&$B107)<>\"\",INDIRECT(\"Measures!\"&J$99&$B107),\"\"),\"\")","v":""},{"$f":"IF($B107<>\"\",IF(INDIRECT(\"Measures!\"&K$99&$B107)<>\"\",INDIRECT(\"Measures!\"&K$99&$B107),\"\"),\"\")","v":""},{"$f":"IF($B107<>\"\",IF(INDIRECT(\"Measures!\"&L$99&$B107)<>\"\",INDIRECT(\"Measures!\"&L$99&$B107),\"\"),\"\")","v":""},{"$f":"IF($B107<>\"\",IF(INDIRECT(\"Measures!\"&M$99&$B107)<>\"\",INDIRECT(\"Measures!\"&M$99&$B107),\"\"),\"\")","v":""},{"$f":"IF($B107<>\"\",IF(INDIRECT(\"Measures!\"&N$99&$B107)<>\"\",INDIRECT(\"Measures!\"&N$99&$B107),\"\"),\"\")","v":""},{"$f":"IF($B107<>\"\",IF(INDIRECT(\"Measures!\"&O$99&$B107)<>\"\",INDIRECT(\"Measures!\"&O$99&$B107),\"\"),\"\")","v":""},{"$f":"IF($B107<>\"\",IF(INDIRECT(\"Measures!\"&P$99&$B107)<>\"\",INDIRECT(\"Measures!\"&P$99&$B107),\"\"),\"\")","v":""},{"$f":"IF($B107<>\"\",IF(INDIRECT(\"Measures!\"&Q$99&$B107)<>\"\",INDIRECT(\"Measures!\"&Q$99&$B107),\"\"),\"\")","v":""},{"$f":"IF($B107<>\"\",IF(INDIRECT(\"Measures!\"&R$99&$B107)<>\"\",INDIRECT(\"Measures!\"&R$99&$B107),\"\"),\"\")","v":""},{"$f":"IF($B107<>\"\",IF(INDIRECT(\"Measures!\"&S$99&$B107)<>\"\",INDIRECT(\"Measures!\"&S$99&$B107),\"\"),\"\")","v":""},{"$f":"IF($B107<>\"\",IF(INDIRECT(\"Measures!\"&T$99&$B107)<>\"\",INDIRECT(\"Measures!\"&T$99&$B107),\"\"),\"\")","v":""},{"$f":"IF($B107<>\"\",IF(INDIRECT(\"Measures!\"&U$99&$B107)<>\"\",INDIRECT(\"Measures!\"&U$99&$B107),\"\"),\"\")","v":""},{"$f":"IF($B107<>\"\",IF(INDIRECT(\"Measures!\"&V$99&$B107)<>\"\",INDIRECT(\"Measures!\"&V$99&$B107),\"\"),\"\")","v":""},{"$f":"IF($B107<>\"\",IF(INDIRECT(\"Measures!\"&W$99&$B107)<>\"\",INDIRECT(\"Measures!\"&W$99&$B107),\"\"),\"\")","v":""},{"$f":"IF($B107<>\"\",IF(INDIRECT(\"Measures!\"&X$99&$B107)<>\"\",INDIRECT(\"Measures!\"&X$99&$B107),\"\"),\"\")","v":""},{"$f":"IF($B107<>\"\",IF(INDIRECT(\"Measures!\"&Y$99&$B107)<>\"\",INDIRECT(\"Measures!\"&Y$99&$B107),\"\"),\"\")","v":""},{"$f":"IF($B107<>\"\",IF(INDIRECT(\"Measures!\"&Z$99&$B107)<>\"\",INDIRECT(\"Measures!\"&Z$99&$B107),\"\"),\"\")","v":""},{"$f":"IF($B107<>\"\",IF(INDIRECT(\"Measures!\"&AA$99&$B107)<>\"\",INDIRECT(\"Measures!\"&AA$99&$B107),\"\"),\"\")","v":""},{"$f":"IF($B107<>\"\",IF(INDIRECT(\"Measures!\"&AB$99&$B107)<>\"\",INDIRECT(\"Measures!\"&AB$99&$B107),\"\"),\"\")","v":""},{"$f":"IF($B107<>\"\",IF(INDIRECT(\"Measures!\"&AC$99&$B107)<>\"\",INDIRECT(\"Measures!\"&AC$99&$B107),\"\"),\"\")","v":""},{"$f":"IF($B107<>\"\",IF(INDIRECT(\"Measures!\"&AD$99&$B107)<>\"\",INDIRECT(\"Measures!\"&AD$99&$B107),\"\"),\"\")","v":""},{"$f":"IF($B107<>\"\",IF(INDIRECT(\"Measures!\"&AE$99&$B107)<>\"\",INDIRECT(\"Measures!\"&AE$99&$B107),\"\"),\"\")","v":""},{"$f":"IF($B107<>\"\",IF(INDIRECT(\"Measures!\"&AF$99&$B107)<>\"\",INDIRECT(\"Measures!\"&AF$99&$B107),\"\"),\"\")","v":""},{"$f":"IF($B107<>\"\",IF(INDIRECT(\"Measures!\"&AG$99&$B107)<>\"\",INDIRECT(\"Measures!\"&AG$99&$B107),\"\"),\"\")","v":""},{"$f":"IF($B107<>\"\",IF(INDIRECT(\"Measures!\"&AH$99&$B107)<>\"\",INDIRECT(\"Measures!\"&AH$99&$B107),\"\"),\"\")","v":""},{"$f":"INDEX('Measure Descriptions'!$A$10:$A$46,MATCH(Map_Elec_Mid[[#This Row],[Measure]],'Measure Descriptions'!$B$10:$B$46,0))","v":""},{"$f":"IF($B107<>\"\",IF(VLOOKUP(Map_Elec_Mid[[#This Row],[Measure]],'Measure Descriptions'!$B$10:$H$46,AJ$99,FALSE)<>\"\",VLOOKUP(Map_Elec_Mid[[#This Row],[Measure]],'Measure Descriptions'!$B$10:$H$46,AJ$99,FALSE),\"\"),\"\")","v":""},{"$f":"IF($B107<>\"\",IF(VLOOKUP(Map_Elec_Mid[[#This Row],[Measure]],'Measure Descriptions'!$B$10:$H$46,AK$99,FALSE)<>\"\",VLOOKUP(Map_Elec_Mid[[#This Row],[Measure]],'Measure Descriptions'!$B$10:$H$46,AK$99,FALSE),\"\"),\"\")","v":""},{"$f":"IF($B107<>\"\",IF(VLOOKUP(Map_Elec_Mid[[#This Row],[Measure]],'Measure Descriptions'!$B$10:$H$46,AL$99,FALSE)<>\"\",VLOOKUP(Map_Elec_Mid[[#This Row],[Measure]],'Measure Descriptions'!$B$10:$H$46,AL$99,FALSE),\"\"),\"\")","v":""},{"$f":"IF($B107<>\"\",IF(VLOOKUP(Map_Elec_Mid[[#This Row],[Measure]],'Measure Descriptions'!$B$10:$H$46,AM$99,FALSE)<>\"\",VLOOKUP(Map_Elec_Mid[[#This Row],[Measure]],'Measure Descriptions'!$B$10:$H$46,AM$99,FALSE),\"\"),\"\")","v":""},{"$f":"IF($B107<>\"\",IF(VLOOKUP(Map_Elec_Mid[[#This Row],[Measure]],'Measure Descriptions'!$B$10:$H$46,AN$99,FALSE)<>\"\",VLOOKUP(Map_Elec_Mid[[#This Row],[Measure]],'Measure Descriptions'!$B$10:$H$46,AN$99,FALSE),\"\"),\"\")","v":""},{"$f":"IF($B107<>\"\",IF(VLOOKUP(Map_Elec_Mid[[#This Row],[Measure]],'Measure Descriptions'!$B$10:$H$46,AO$99,FALSE)<>\"\",VLOOKUP(Map_Elec_Mid[[#This Row],[Measure]],'Measure Descriptions'!$B$10:$H$46,AO$99,FALSE),\"\"),\"\")","v":""},{"$f":"IF($B107<>\"\",IF(INDIRECT(\"Measures!\"&AP$99&$B107)<>\"\",INDIRECT(\"Measures!\"&AP$99&$B107),\"\"),\"\")","v":""},null,null,null,null,null,null,null,null,null,null,null,"","",{"$f":"IF($BA107<>\"\",IF(INDIRECT(\"Measures!\"&BD$99&$BA107)<>\"\",INDIRECT(\"Measures!\"&BD$99&$BA107),\"\"),\"\")","v":""},{"$f":"IF($BA107<>\"\",IF(INDIRECT(\"Measures!\"&BE$99&$BA107)<>\"\",INDIRECT(\"Measures!\"&BE$99&$BA107),\"\"),\"\")","v":""},{"$f":"IF($BA107<>\"\",IF(INDIRECT(\"Measures!\"&BF$99&$BA107)<>\"\",INDIRECT(\"Measures!\"&BF$99&$BA107),\"\"),\"\")","v":""},{"$f":"IF($BA107<>\"\",IF(INDIRECT(\"Measures!\"&BG$99&$BA107)<>\"\",INDIRECT(\"Measures!\"&BG$99&$BA107),\"\"),\"\")","v":""},{"$f":"IF($BA107<>\"\",IF(INDIRECT(\"Measures!\"&BH$99&$BA107)<>\"\",INDIRECT(\"Measures!\"&BH$99&$BA107),\"\"),\"\")","v":""},{"$f":"IF($BA107<>\"\",IF(INDIRECT(\"Measures!\"&BI$99&$BA107)<>\"\",INDIRECT(\"Measures!\"&BI$99&$BA107),\"\"),\"\")","v":""},{"$f":"IF($BA107<>\"\",IF(INDIRECT(\"Measures!\"&BJ$99&$BA107)<>\"\",INDIRECT(\"Measures!\"&BJ$99&$BA107),\"\"),\"\")","v":""},{"$f":"IF($BA107<>\"\",IF(INDIRECT(\"Measures!\"&BK$99&$BA107)<>\"\",INDIRECT(\"Measures!\"&BK$99&$BA107),\"\"),\"\")","v":""},{"$f":"IF($BA107<>\"\",IF(INDIRECT(\"Measures!\"&BL$99&$BA107)<>\"\",INDIRECT(\"Measures!\"&BL$99&$BA107),\"\"),\"\")","v":""},{"$f":"IF($BA107<>\"\",IF(INDIRECT(\"Measures!\"&BM$99&$BA107)<>\"\",INDIRECT(\"Measures!\"&BM$99&$BA107),\"\"),\"\")","v":""},{"$f":"IF($BA107<>\"\",IF(INDIRECT(\"Measures!\"&BN$99&$BA107)<>\"\",INDIRECT(\"Measures!\"&BN$99&$BA107),\"\"),\"\")","v":""},{"$f":"IF($BA107<>\"\",IF(INDIRECT(\"Measures!\"&BO$99&$BA107)<>\"\",INDIRECT(\"Measures!\"&BO$99&$BA107),\"\"),\"\")","v":""},{"$f":"IF($BA107<>\"\",IF(INDIRECT(\"Measures!\"&BP$99&$BA107)<>\"\",INDIRECT(\"Measures!\"&BP$99&$BA107),\"\"),\"\")","v":""},{"$f":"IF($BA107<>\"\",IF(INDIRECT(\"Measures!\"&BQ$99&$BA107)<>\"\",INDIRECT(\"Measures!\"&BQ$99&$BA107),\"\"),\"\")","v":""},{"$f":"IF($BA107<>\"\",IF(INDIRECT(\"Measures!\"&BR$99&$BA107)<>\"\",INDIRECT(\"Measures!\"&BR$99&$BA107),\"\"),\"\")","v":""},{"$f":"IF($BA107<>\"\",IF(INDIRECT(\"Measures!\"&BS$99&$BA107)<>\"\",INDIRECT(\"Measures!\"&BS$99&$BA107),\"\"),\"\")","v":""},{"$f":"IF($BA107<>\"\",IF(INDIRECT(\"Measures!\"&BT$99&$BA107)<>\"\",INDIRECT(\"Measures!\"&BT$99&$BA107),\"\"),\"\")","v":""},{"$f":"IF($BA107<>\"\",IF(INDIRECT(\"Measures!\"&BU$99&$BA107)<>\"\",INDIRECT(\"Measures!\"&BU$99&$BA107),\"\"),\"\")","v":""},{"$f":"IF($BA107<>\"\",IF(INDIRECT(\"Measures!\"&BV$99&$BA107)<>\"\",INDIRECT(\"Measures!\"&BV$99&$BA107),\"\"),\"\")","v":""},{"$f":"IF($BA107<>\"\",IF(INDIRECT(\"Measures!\"&BW$99&$BA107)<>\"\",INDIRECT(\"Measures!\"&BW$99&$BA107),\"\"),\"\")","v":""},{"$f":"IF($BA107<>\"\",IF(INDIRECT(\"Measures!\"&BX$99&$BA107)<>\"\",INDIRECT(\"Measures!\"&BX$99&$BA107),\"\"),\"\")","v":""},{"$f":"IF($BA107<>\"\",IF(INDIRECT(\"Measures!\"&BY$99&$BA107)<>\"\",INDIRECT(\"Measures!\"&BY$99&$BA107),\"\"),\"\")","v":""},{"$f":"IF($BA107<>\"\",IF(INDIRECT(\"Measures!\"&BZ$99&$BA107)<>\"\",INDIRECT(\"Measures!\"&BZ$99&$BA107),\"\"),\"\")","v":""},{"$f":"IF($BA107<>\"\",IF(INDIRECT(\"Measures!\"&CA$99&$BA107)<>\"\",INDIRECT(\"Measures!\"&CA$99&$BA107),\"\"),\"\")","v":""},{"$f":"IF($BA107<>\"\",IF(INDIRECT(\"Measures!\"&CB$99&$BA107)<>\"\",INDIRECT(\"Measures!\"&CB$99&$BA107),\"\"),\"\")","v":""},{"$f":"IF($BA107<>\"\",IF(INDIRECT(\"Measures!\"&CC$99&$BA107)<>\"\",INDIRECT(\"Measures!\"&CC$99&$BA107),\"\"),\"\")","v":""},{"$f":"IF($BA107<>\"\",IF(INDIRECT(\"Measures!\"&CD$99&$BA107)<>\"\",INDIRECT(\"Measures!\"&CD$99&$BA107),\"\"),\"\")","v":""},{"$f":"IF($BA107<>\"\",IF(INDIRECT(\"Measures!\"&CE$99&$BA107)<>\"\",INDIRECT(\"Measures!\"&CE$99&$BA107),\"\"),\"\")","v":""},{"$f":"IF($BA107<>\"\",IF(INDIRECT(\"Measures!\"&CF$99&$BA107)<>\"\",INDIRECT(\"Measures!\"&CF$99&$BA107),\"\"),\"\")","v":""},{"$f":"IF($BA107<>\"\",IF(INDIRECT(\"Measures!\"&CG$99&$BA107)<>\"\",INDIRECT(\"Measures!\"&CG$99&$BA107),\"\"),\"\")","v":""},{"$f":"INDEX('Measure Descriptions'!$A$10:$A$46,MATCH(Map_Gas_Mid[[#This Row],[Measure]],'Measure Descriptions'!$B$10:$B$46,0))","v":""},{"$f":"IF($BA107<>\"\",IF(VLOOKUP(Map_Gas_Mid[[#This Row],[Measure]],'Measure Descriptions'!$B$10:$H$46,CI$99,FALSE)<>\"\",VLOOKUP(Map_Gas_Mid[[#This Row],[Measure]],'Measure Descriptions'!$B$10:$H$46,CI$99,FALSE),\"\"),\"\")","v":""},{"$f":"IF($BA107<>\"\",IF(VLOOKUP(Map_Gas_Mid[[#This Row],[Measure]],'Measure Descriptions'!$B$10:$H$46,CJ$99,FALSE)<>\"\",VLOOKUP(Map_Gas_Mid[[#This Row],[Measure]],'Measure Descriptions'!$B$10:$H$46,CJ$99,FALSE),\"\"),\"\")","v":""},{"$f":"IF($BA107<>\"\",IF(VLOOKUP(Map_Gas_Mid[[#This Row],[Measure]],'Measure Descriptions'!$B$10:$H$46,CK$99,FALSE)<>\"\",VLOOKUP(Map_Gas_Mid[[#This Row],[Measure]],'Measure Descriptions'!$B$10:$H$46,CK$99,FALSE),\"\"),\"\")","v":""},{"$f":"IF($BA107<>\"\",IF(VLOOKUP(Map_Gas_Mid[[#This Row],[Measure]],'Measure Descriptions'!$B$10:$H$46,CL$99,FALSE)<>\"\",VLOOKUP(Map_Gas_Mid[[#This Row],[Measure]],'Measure Descriptions'!$B$10:$H$46,CL$99,FALSE),\"\"),\"\")","v":""},{"$f":"IF($BA107<>\"\",IF(VLOOKUP(Map_Gas_Mid[[#This Row],[Measure]],'Measure Descriptions'!$B$10:$H$46,CM$99,FALSE)<>\"\",VLOOKUP(Map_Gas_Mid[[#This Row],[Measure]],'Measure Descriptions'!$B$10:$H$46,CM$99,FALSE),\"\"),\"\")","v":""},{"$f":"IF($BA107<>\"\",IF(VLOOKUP(Map_Gas_Mid[[#This Row],[Measure]],'Measure Descriptions'!$B$10:$H$46,CN$99,FALSE)<>\"\",VLOOKUP(Map_Gas_Mid[[#This Row],[Measure]],'Measure Descriptions'!$B$10:$H$46,CN$99,FALSE),\"\"),\"\")","v":""},{"$f":"IF($BA107<>\"\",IF(INDIRECT(\"Measures!\"&CO$99&$BA107)<>\"\",INDIRECT(\"Measures!\"&CO$99&$BA107),\"\"),\"\")","v":""}]
[null,null,"","",{"$f":"IF($B108<>\"\",IF(INDIRECT(\"Measures!\"&E$99&$B108)<>\"\",INDIRECT(\"Measures!\"&E$99&$B108),\"\"),\"\")","v":""},{"$f":"IF($B108<>\"\",IF(INDIRECT(\"Measures!\"&F$99&$B108)<>\"\",INDIRECT(\"Measures!\"&F$99&$B108),\"\"),\"\")","v":""},{"$f":"IF($B108<>\"\",IF(INDIRECT(\"Measures!\"&G$99&$B108)<>\"\",INDIRECT(\"Measures!\"&G$99&$B108),\"\"),\"\")","v":""},{"$f":"IF($B108<>\"\",IF(INDIRECT(\"Measures!\"&H$99&$B108)<>\"\",INDIRECT(\"Measures!\"&H$99&$B108),\"\"),\"\")","v":""},{"$f":"IF($B108<>\"\",IF(INDIRECT(\"Measures!\"&I$99&$B108)<>\"\",INDIRECT(\"Measures!\"&I$99&$B108),\"\"),\"\")","v":""},{"$f":"IF($B108<>\"\",IF(INDIRECT(\"Measures!\"&J$99&$B108)<>\"\",INDIRECT(\"Measures!\"&J$99&$B108),\"\"),\"\")","v":""},{"$f":"IF($B108<>\"\",IF(INDIRECT(\"Measures!\"&K$99&$B108)<>\"\",INDIRECT(\"Measures!\"&K$99&$B108),\"\"),\"\")","v":""},{"$f":"IF($B108<>\"\",IF(INDIRECT(\"Measures!\"&L$99&$B108)<>\"\",INDIRECT(\"Measures!\"&L$99&$B108),\"\"),\"\")","v":""},{"$f":"IF($B108<>\"\",IF(INDIRECT(\"Measures!\"&M$99&$B108)<>\"\",INDIRECT(\"Measures!\"&M$99&$B108),\"\"),\"\")","v":""},{"$f":"IF($B108<>\"\",IF(INDIRECT(\"Measures!\"&N$99&$B108)<>\"\",INDIRECT(\"Measures!\"&N$99&$B108),\"\"),\"\")","v":""},{"$f":"IF($B108<>\"\",IF(INDIRECT(\"Measures!\"&O$99&$B108)<>\"\",INDIRECT(\"Measures!\"&O$99&$B108),\"\"),\"\")","v":""},{"$f":"IF($B108<>\"\",IF(INDIRECT(\"Measures!\"&P$99&$B108)<>\"\",INDIRECT(\"Measures!\"&P$99&$B108),\"\"),\"\")","v":""},{"$f":"IF($B108<>\"\",IF(INDIRECT(\"Measures!\"&Q$99&$B108)<>\"\",INDIRECT(\"Measures!\"&Q$99&$B108),\"\"),\"\")","v":""},{"$f":"IF($B108<>\"\",IF(INDIRECT(\"Measures!\"&R$99&$B108)<>\"\",INDIRECT(\"Measures!\"&R$99&$B108),\"\"),\"\")","v":""},{"$f":"IF($B108<>\"\",IF(INDIRECT(\"Measures!\"&S$99&$B108)<>\"\",INDIRECT(\"Measures!\"&S$99&$B108),\"\"),\"\")","v":""},{"$f":"IF($B108<>\"\",IF(INDIRECT(\"Measures!\"&T$99&$B108)<>\"\",INDIRECT(\"Measures!\"&T$99&$B108),\"\"),\"\")","v":""},{"$f":"IF($B108<>\"\",IF(INDIRECT(\"Measures!\"&U$99&$B108)<>\"\",INDIRECT(\"Measures!\"&U$99&$B108),\"\"),\"\")","v":""},{"$f":"IF($B108<>\"\",IF(INDIRECT(\"Measures!\"&V$99&$B108)<>\"\",INDIRECT(\"Measures!\"&V$99&$B108),\"\"),\"\")","v":""},{"$f":"IF($B108<>\"\",IF(INDIRECT(\"Measures!\"&W$99&$B108)<>\"\",INDIRECT(\"Measures!\"&W$99&$B108),\"\"),\"\")","v":""},{"$f":"IF($B108<>\"\",IF(INDIRECT(\"Measures!\"&X$99&$B108)<>\"\",INDIRECT(\"Measures!\"&X$99&$B108),\"\"),\"\")","v":""},{"$f":"IF($B108<>\"\",IF(INDIRECT(\"Measures!\"&Y$99&$B108)<>\"\",INDIRECT(\"Measures!\"&Y$99&$B108),\"\"),\"\")","v":""},{"$f":"IF($B108<>\"\",IF(INDIRECT(\"Measures!\"&Z$99&$B108)<>\"\",INDIRECT(\"Measures!\"&Z$99&$B108),\"\"),\"\")","v":""},{"$f":"IF($B108<>\"\",IF(INDIRECT(\"Measures!\"&AA$99&$B108)<>\"\",INDIRECT(\"Measures!\"&AA$99&$B108),\"\"),\"\")","v":""},{"$f":"IF($B108<>\"\",IF(INDIRECT(\"Measures!\"&AB$99&$B108)<>\"\",INDIRECT(\"Measures!\"&AB$99&$B108),\"\"),\"\")","v":""},{"$f":"IF($B108<>\"\",IF(INDIRECT(\"Measures!\"&AC$99&$B108)<>\"\",INDIRECT(\"Measures!\"&AC$99&$B108),\"\"),\"\")","v":""},{"$f":"IF($B108<>\"\",IF(INDIRECT(\"Measures!\"&AD$99&$B108)<>\"\",INDIRECT(\"Measures!\"&AD$99&$B108),\"\"),\"\")","v":""},{"$f":"IF($B108<>\"\",IF(INDIRECT(\"Measures!\"&AE$99&$B108)<>\"\",INDIRECT(\"Measures!\"&AE$99&$B108),\"\"),\"\")","v":""},{"$f":"IF($B108<>\"\",IF(INDIRECT(\"Measures!\"&AF$99&$B108)<>\"\",INDIRECT(\"Measures!\"&AF$99&$B108),\"\"),\"\")","v":""},{"$f":"IF($B108<>\"\",IF(INDIRECT(\"Measures!\"&AG$99&$B108)<>\"\",INDIRECT(\"Measures!\"&AG$99&$B108),\"\"),\"\")","v":""},{"$f":"IF($B108<>\"\",IF(INDIRECT(\"Measures!\"&AH$99&$B108)<>\"\",INDIRECT(\"Measures!\"&AH$99&$B108),\"\"),\"\")","v":""},{"$f":"INDEX('Measure Descriptions'!$A$10:$A$46,MATCH(Map_Elec_Mid[[#This Row],[Measure]],'Measure Descriptions'!$B$10:$B$46,0))","v":""},{"$f":"IF($B108<>\"\",IF(VLOOKUP(Map_Elec_Mid[[#This Row],[Measure]],'Measure Descriptions'!$B$10:$H$46,AJ$99,FALSE)<>\"\",VLOOKUP(Map_Elec_Mid[[#This Row],[Measure]],'Measure Descriptions'!$B$10:$H$46,AJ$99,FALSE),\"\"),\"\")","v":""},{"$f":"IF($B108<>\"\",IF(VLOOKUP(Map_Elec_Mid[[#This Row],[Measure]],'Measure Descriptions'!$B$10:$H$46,AK$99,FALSE)<>\"\",VLOOKUP(Map_Elec_Mid[[#This Row],[Measure]],'Measure Descriptions'!$B$10:$H$46,AK$99,FALSE),\"\"),\"\")","v":""},{"$f":"IF($B108<>\"\",IF(VLOOKUP(Map_Elec_Mid[[#This Row],[Measure]],'Measure Descriptions'!$B$10:$H$46,AL$99,FALSE)<>\"\",VLOOKUP(Map_Elec_Mid[[#This Row],[Measure]],'Measure Descriptions'!$B$10:$H$46,AL$99,FALSE),\"\"),\"\")","v":""},{"$f":"IF($B108<>\"\",IF(VLOOKUP(Map_Elec_Mid[[#This Row],[Measure]],'Measure Descriptions'!$B$10:$H$46,AM$99,FALSE)<>\"\",VLOOKUP(Map_Elec_Mid[[#This Row],[Measure]],'Measure Descriptions'!$B$10:$H$46,AM$99,FALSE),\"\"),\"\")","v":""},{"$f":"IF($B108<>\"\",IF(VLOOKUP(Map_Elec_Mid[[#This Row],[Measure]],'Measure Descriptions'!$B$10:$H$46,AN$99,FALSE)<>\"\",VLOOKUP(Map_Elec_Mid[[#This Row],[Measure]],'Measure Descriptions'!$B$10:$H$46,AN$99,FALSE),\"\"),\"\")","v":""},{"$f":"IF($B108<>\"\",IF(VLOOKUP(Map_Elec_Mid[[#This Row],[Measure]],'Measure Descriptions'!$B$10:$H$46,AO$99,FALSE)<>\"\",VLOOKUP(Map_Elec_Mid[[#This Row],[Measure]],'Measure Descriptions'!$B$10:$H$46,AO$99,FALSE),\"\"),\"\")","v":""},{"$f":"IF($B108<>\"\",IF(INDIRECT(\"Measures!\"&AP$99&$B108)<>\"\",INDIRECT(\"Measures!\"&AP$99&$B108),\"\"),\"\")","v":""},null,null,null,null,null,null,null,null,null,null,null,"","",{"$f":"IF($BA108<>\"\",IF(INDIRECT(\"Measures!\"&BD$99&$BA108)<>\"\",INDIRECT(\"Measures!\"&BD$99&$BA108),\"\"),\"\")","v":""},{"$f":"IF($BA108<>\"\",IF(INDIRECT(\"Measures!\"&BE$99&$BA108)<>\"\",INDIRECT(\"Measures!\"&BE$99&$BA108),\"\"),\"\")","v":""},{"$f":"IF($BA108<>\"\",IF(INDIRECT(\"Measures!\"&BF$99&$BA108)<>\"\",INDIRECT(\"Measures!\"&BF$99&$BA108),\"\"),\"\")","v":""},{"$f":"IF($BA108<>\"\",IF(INDIRECT(\"Measures!\"&BG$99&$BA108)<>\"\",INDIRECT(\"Measures!\"&BG$99&$BA108),\"\"),\"\")","v":""},{"$f":"IF($BA108<>\"\",IF(INDIRECT(\"Measures!\"&BH$99&$BA108)<>\"\",INDIRECT(\"Measures!\"&BH$99&$BA108),\"\"),\"\")","v":""},{"$f":"IF($BA108<>\"\",IF(INDIRECT(\"Measures!\"&BI$99&$BA108)<>\"\",INDIRECT(\"Measures!\"&BI$99&$BA108),\"\"),\"\")","v":""},{"$f":"IF($BA108<>\"\",IF(INDIRECT(\"Measures!\"&BJ$99&$BA108)<>\"\",INDIRECT(\"Measures!\"&BJ$99&$BA108),\"\"),\"\")","v":""},{"$f":"IF($BA108<>\"\",IF(INDIRECT(\"Measures!\"&BK$99&$BA108)<>\"\",INDIRECT(\"Measures!\"&BK$99&$BA108),\"\"),\"\")","v":""},{"$f":"IF($BA108<>\"\",IF(INDIRECT(\"Measures!\"&BL$99&$BA108)<>\"\",INDIRECT(\"Measures!\"&BL$99&$BA108),\"\"),\"\")","v":""},{"$f":"IF($BA108<>\"\",IF(INDIRECT(\"Measures!\"&BM$99&$BA108)<>\"\",INDIRECT(\"Measures!\"&BM$99&$BA108),\"\"),\"\")","v":""},{"$f":"IF($BA108<>\"\",IF(INDIRECT(\"Measures!\"&BN$99&$BA108)<>\"\",INDIRECT(\"Measures!\"&BN$99&$BA108),\"\"),\"\")","v":""},{"$f":"IF($BA108<>\"\",IF(INDIRECT(\"Measures!\"&BO$99&$BA108)<>\"\",INDIRECT(\"Measures!\"&BO$99&$BA108),\"\"),\"\")","v":""},{"$f":"IF($BA108<>\"\",IF(INDIRECT(\"Measures!\"&BP$99&$BA108)<>\"\",INDIRECT(\"Measures!\"&BP$99&$BA108),\"\"),\"\")","v":""},{"$f":"IF($BA108<>\"\",IF(INDIRECT(\"Measures!\"&BQ$99&$BA108)<>\"\",INDIRECT(\"Measures!\"&BQ$99&$BA108),\"\"),\"\")","v":""},{"$f":"IF($BA108<>\"\",IF(INDIRECT(\"Measures!\"&BR$99&$BA108)<>\"\",INDIRECT(\"Measures!\"&BR$99&$BA108),\"\"),\"\")","v":""},{"$f":"IF($BA108<>\"\",IF(INDIRECT(\"Measures!\"&BS$99&$BA108)<>\"\",INDIRECT(\"Measures!\"&BS$99&$BA108),\"\"),\"\")","v":""},{"$f":"IF($BA108<>\"\",IF(INDIRECT(\"Measures!\"&BT$99&$BA108)<>\"\",INDIRECT(\"Measures!\"&BT$99&$BA108),\"\"),\"\")","v":""},{"$f":"IF($BA108<>\"\",IF(INDIRECT(\"Measures!\"&BU$99&$BA108)<>\"\",INDIRECT(\"Measures!\"&BU$99&$BA108),\"\"),\"\")","v":""},{"$f":"IF($BA108<>\"\",IF(INDIRECT(\"Measures!\"&BV$99&$BA108)<>\"\",INDIRECT(\"Measures!\"&BV$99&$BA108),\"\"),\"\")","v":""},{"$f":"IF($BA108<>\"\",IF(INDIRECT(\"Measures!\"&BW$99&$BA108)<>\"\",INDIRECT(\"Measures!\"&BW$99&$BA108),\"\"),\"\")","v":""},{"$f":"IF($BA108<>\"\",IF(INDIRECT(\"Measures!\"&BX$99&$BA108)<>\"\",INDIRECT(\"Measures!\"&BX$99&$BA108),\"\"),\"\")","v":""},{"$f":"IF($BA108<>\"\",IF(INDIRECT(\"Measures!\"&BY$99&$BA108)<>\"\",INDIRECT(\"Measures!\"&BY$99&$BA108),\"\"),\"\")","v":""},{"$f":"IF($BA108<>\"\",IF(INDIRECT(\"Measures!\"&BZ$99&$BA108)<>\"\",INDIRECT(\"Measures!\"&BZ$99&$BA108),\"\"),\"\")","v":""},{"$f":"IF($BA108<>\"\",IF(INDIRECT(\"Measures!\"&CA$99&$BA108)<>\"\",INDIRECT(\"Measures!\"&CA$99&$BA108),\"\"),\"\")","v":""},{"$f":"IF($BA108<>\"\",IF(INDIRECT(\"Measures!\"&CB$99&$BA108)<>\"\",INDIRECT(\"Measures!\"&CB$99&$BA108),\"\"),\"\")","v":""},{"$f":"IF($BA108<>\"\",IF(INDIRECT(\"Measures!\"&CC$99&$BA108)<>\"\",INDIRECT(\"Measures!\"&CC$99&$BA108),\"\"),\"\")","v":""},{"$f":"IF($BA108<>\"\",IF(INDIRECT(\"Measures!\"&CD$99&$BA108)<>\"\",INDIRECT(\"Measures!\"&CD$99&$BA108),\"\"),\"\")","v":""},{"$f":"IF($BA108<>\"\",IF(INDIRECT(\"Measures!\"&CE$99&$BA108)<>\"\",INDIRECT(\"Measures!\"&CE$99&$BA108),\"\"),\"\")","v":""},{"$f":"IF($BA108<>\"\",IF(INDIRECT(\"Measures!\"&CF$99&$BA108)<>\"\",INDIRECT(\"Measures!\"&CF$99&$BA108),\"\"),\"\")","v":""},{"$f":"IF($BA108<>\"\",IF(INDIRECT(\"Measures!\"&CG$99&$BA108)<>\"\",INDIRECT(\"Measures!\"&CG$99&$BA108),\"\"),\"\")","v":""},{"$f":"INDEX('Measure Descriptions'!$A$10:$A$46,MATCH(Map_Gas_Mid[[#This Row],[Measure]],'Measure Descriptions'!$B$10:$B$46,0))","v":""},{"$f":"IF($BA108<>\"\",IF(VLOOKUP(Map_Gas_Mid[[#This Row],[Measure]],'Measure Descriptions'!$B$10:$H$46,CI$99,FALSE)<>\"\",VLOOKUP(Map_Gas_Mid[[#This Row],[Measure]],'Measure Descriptions'!$B$10:$H$46,CI$99,FALSE),\"\"),\"\")","v":""},{"$f":"IF($BA108<>\"\",IF(VLOOKUP(Map_Gas_Mid[[#This Row],[Measure]],'Measure Descriptions'!$B$10:$H$46,CJ$99,FALSE)<>\"\",VLOOKUP(Map_Gas_Mid[[#This Row],[Measure]],'Measure Descriptions'!$B$10:$H$46,CJ$99,FALSE),\"\"),\"\")","v":""},{"$f":"IF($BA108<>\"\",IF(VLOOKUP(Map_Gas_Mid[[#This Row],[Measure]],'Measure Descriptions'!$B$10:$H$46,CK$99,FALSE)<>\"\",VLOOKUP(Map_Gas_Mid[[#This Row],[Measure]],'Measure Descriptions'!$B$10:$H$46,CK$99,FALSE),\"\"),\"\")","v":""},{"$f":"IF($BA108<>\"\",IF(VLOOKUP(Map_Gas_Mid[[#This Row],[Measure]],'Measure Descriptions'!$B$10:$H$46,CL$99,FALSE)<>\"\",VLOOKUP(Map_Gas_Mid[[#This Row],[Measure]],'Measure Descriptions'!$B$10:$H$46,CL$99,FALSE),\"\"),\"\")","v":""},{"$f":"IF($BA108<>\"\",IF(VLOOKUP(Map_Gas_Mid[[#This Row],[Measure]],'Measure Descriptions'!$B$10:$H$46,CM$99,FALSE)<>\"\",VLOOKUP(Map_Gas_Mid[[#This Row],[Measure]],'Measure Descriptions'!$B$10:$H$46,CM$99,FALSE),\"\"),\"\")","v":""},{"$f":"IF($BA108<>\"\",IF(VLOOKUP(Map_Gas_Mid[[#This Row],[Measure]],'Measure Descriptions'!$B$10:$H$46,CN$99,FALSE)<>\"\",VLOOKUP(Map_Gas_Mid[[#This Row],[Measure]],'Measure Descriptions'!$B$10:$H$46,CN$99,FALSE),\"\"),\"\")","v":""},{"$f":"IF($BA108<>\"\",IF(INDIRECT(\"Measures!\"&CO$99&$BA108)<>\"\",INDIRECT(\"Measures!\"&CO$99&$BA108),\"\"),\"\")","v":""}]
[null,null,"","",{"$f":"IF($B109<>\"\",IF(INDIRECT(\"Measures!\"&E$99&$B109)<>\"\",INDIRECT(\"Measures!\"&E$99&$B109),\"\"),\"\")","v":""},{"$f":"IF($B109<>\"\",IF(INDIRECT(\"Measures!\"&F$99&$B109)<>\"\",INDIRECT(\"Measures!\"&F$99&$B109),\"\"),\"\")","v":""},{"$f":"IF($B109<>\"\",IF(INDIRECT(\"Measures!\"&G$99&$B109)<>\"\",INDIRECT(\"Measures!\"&G$99&$B109),\"\"),\"\")","v":""},{"$f":"IF($B109<>\"\",IF(INDIRECT(\"Measures!\"&H$99&$B109)<>\"\",INDIRECT(\"Measures!\"&H$99&$B109),\"\"),\"\")","v":""},{"$f":"IF($B109<>\"\",IF(INDIRECT(\"Measures!\"&I$99&$B109)<>\"\",INDIRECT(\"Measures!\"&I$99&$B109),\"\"),\"\")","v":""},{"$f":"IF($B109<>\"\",IF(INDIRECT(\"Measures!\"&J$99&$B109)<>\"\",INDIRECT(\"Measures!\"&J$99&$B109),\"\"),\"\")","v":""},{"$f":"IF($B109<>\"\",IF(INDIRECT(\"Measures!\"&K$99&$B109)<>\"\",INDIRECT(\"Measures!\"&K$99&$B109),\"\"),\"\")","v":""},{"$f":"IF($B109<>\"\",IF(INDIRECT(\"Measures!\"&L$99&$B109)<>\"\",INDIRECT(\"Measures!\"&L$99&$B109),\"\"),\"\")","v":""},{"$f":"IF($B109<>\"\",IF(INDIRECT(\"Measures!\"&M$99&$B109)<>\"\",INDIRECT(\"Measures!\"&M$99&$B109),\"\"),\"\")","v":""},{"$f":"IF($B109<>\"\",IF(INDIRECT(\"Measures!\"&N$99&$B109)<>\"\",INDIRECT(\"Measures!\"&N$99&$B109),\"\"),\"\")","v":""},{"$f":"IF($B109<>\"\",IF(INDIRECT(\"Measures!\"&O$99&$B109)<>\"\",INDIRECT(\"Measures!\"&O$99&$B109),\"\"),\"\")","v":""},{"$f":"IF($B109<>\"\",IF(INDIRECT(\"Measures!\"&P$99&$B109)<>\"\",INDIRECT(\"Measures!\"&P$99&$B109),\"\"),\"\")","v":""},{"$f":"IF($B109<>\"\",IF(INDIRECT(\"Measures!\"&Q$99&$B109)<>\"\",INDIRECT(\"Measures!\"&Q$99&$B109),\"\"),\"\")","v":""},{"$f":"IF($B109<>\"\",IF(INDIRECT(\"Measures!\"&R$99&$B109)<>\"\",INDIRECT(\"Measures!\"&R$99&$B109),\"\"),\"\")","v":""},{"$f":"IF($B109<>\"\",IF(INDIRECT(\"Measures!\"&S$99&$B109)<>\"\",INDIRECT(\"Measures!\"&S$99&$B109),\"\"),\"\")","v":""},{"$f":"IF($B109<>\"\",IF(INDIRECT(\"Measures!\"&T$99&$B109)<>\"\",INDIRECT(\"Measures!\"&T$99&$B109),\"\"),\"\")","v":""},{"$f":"IF($B109<>\"\",IF(INDIRECT(\"Measures!\"&U$99&$B109)<>\"\",INDIRECT(\"Measures!\"&U$99&$B109),\"\"),\"\")","v":""},{"$f":"IF($B109<>\"\",IF(INDIRECT(\"Measures!\"&V$99&$B109)<>\"\",INDIRECT(\"Measures!\"&V$99&$B109),\"\"),\"\")","v":""},{"$f":"IF($B109<>\"\",IF(INDIRECT(\"Measures!\"&W$99&$B109)<>\"\",INDIRECT(\"Measures!\"&W$99&$B109),\"\"),\"\")","v":""},{"$f":"IF($B109<>\"\",IF(INDIRECT(\"Measures!\"&X$99&$B109)<>\"\",INDIRECT(\"Measures!\"&X$99&$B109),\"\"),\"\")","v":""},{"$f":"IF($B109<>\"\",IF(INDIRECT(\"Measures!\"&Y$99&$B109)<>\"\",INDIRECT(\"Measures!\"&Y$99&$B109),\"\"),\"\")","v":""},{"$f":"IF($B109<>\"\",IF(INDIRECT(\"Measures!\"&Z$99&$B109)<>\"\",INDIRECT(\"Measures!\"&Z$99&$B109),\"\"),\"\")","v":""},{"$f":"IF($B109<>\"\",IF(INDIRECT(\"Measures!\"&AA$99&$B109)<>\"\",INDIRECT(\"Measures!\"&AA$99&$B109),\"\"),\"\")","v":""},{"$f":"IF($B109<>\"\",IF(INDIRECT(\"Measures!\"&AB$99&$B109)<>\"\",INDIRECT(\"Measures!\"&AB$99&$B109),\"\"),\"\")","v":""},{"$f":"IF($B109<>\"\",IF(INDIRECT(\"Measures!\"&AC$99&$B109)<>\"\",INDIRECT(\"Measures!\"&AC$99&$B109),\"\"),\"\")","v":""},{"$f":"IF($B109<>\"\",IF(INDIRECT(\"Measures!\"&AD$99&$B109)<>\"\",INDIRECT(\"Measures!\"&AD$99&$B109),\"\"),\"\")","v":""},{"$f":"IF($B109<>\"\",IF(INDIRECT(\"Measures!\"&AE$99&$B109)<>\"\",INDIRECT(\"Measures!\"&AE$99&$B109),\"\"),\"\")","v":""},{"$f":"IF($B109<>\"\",IF(INDIRECT(\"Measures!\"&AF$99&$B109)<>\"\",INDIRECT(\"Measures!\"&AF$99&$B109),\"\"),\"\")","v":""},{"$f":"IF($B109<>\"\",IF(INDIRECT(\"Measures!\"&AG$99&$B109)<>\"\",INDIRECT(\"Measures!\"&AG$99&$B109),\"\"),\"\")","v":""},{"$f":"IF($B109<>\"\",IF(INDIRECT(\"Measures!\"&AH$99&$B109)<>\"\",INDIRECT(\"Measures!\"&AH$99&$B109),\"\"),\"\")","v":""},{"$f":"INDEX('Measure Descriptions'!$A$10:$A$46,MATCH(Map_Elec_Mid[[#This Row],[Measure]],'Measure Descriptions'!$B$10:$B$46,0))","v":""},{"$f":"IF($B109<>\"\",IF(VLOOKUP(Map_Elec_Mid[[#This Row],[Measure]],'Measure Descriptions'!$B$10:$H$46,AJ$99,FALSE)<>\"\",VLOOKUP(Map_Elec_Mid[[#This Row],[Measure]],'Measure Descriptions'!$B$10:$H$46,AJ$99,FALSE),\"\"),\"\")","v":""},{"$f":"IF($B109<>\"\",IF(VLOOKUP(Map_Elec_Mid[[#This Row],[Measure]],'Measure Descriptions'!$B$10:$H$46,AK$99,FALSE)<>\"\",VLOOKUP(Map_Elec_Mid[[#This Row],[Measure]],'Measure Descriptions'!$B$10:$H$46,AK$99,FALSE),\"\"),\"\")","v":""},{"$f":"IF($B109<>\"\",IF(VLOOKUP(Map_Elec_Mid[[#This Row],[Measure]],'Measure Descriptions'!$B$10:$H$46,AL$99,FALSE)<>\"\",VLOOKUP(Map_Elec_Mid[[#This Row],[Measure]],'Measure Descriptions'!$B$10:$H$46,AL$99,FALSE),\"\"),\"\")","v":""},{"$f":"IF($B109<>\"\",IF(VLOOKUP(Map_Elec_Mid[[#This Row],[Measure]],'Measure Descriptions'!$B$10:$H$46,AM$99,FALSE)<>\"\",VLOOKUP(Map_Elec_Mid[[#This Row],[Measure]],'Measure Descriptions'!$B$10:$H$46,AM$99,FALSE),\"\"),\"\")","v":""},{"$f":"IF($B109<>\"\",IF(VLOOKUP(Map_Elec_Mid[[#This Row],[Measure]],'Measure Descriptions'!$B$10:$H$46,AN$99,FALSE)<>\"\",VLOOKUP(Map_Elec_Mid[[#This Row],[Measure]],'Measure Descriptions'!$B$10:$H$46,AN$99,FALSE),\"\"),\"\")","v":""},{"$f":"IF($B109<>\"\",IF(VLOOKUP(Map_Elec_Mid[[#This Row],[Measure]],'Measure Descriptions'!$B$10:$H$46,AO$99,FALSE)<>\"\",VLOOKUP(Map_Elec_Mid[[#This Row],[Measure]],'Measure Descriptions'!$B$10:$H$46,AO$99,FALSE),\"\"),\"\")","v":""},{"$f":"IF($B109<>\"\",IF(INDIRECT(\"Measures!\"&AP$99&$B109)<>\"\",INDIRECT(\"Measures!\"&AP$99&$B109),\"\"),\"\")","v":""},null,null,null,null,null,null,null,null,null,null,null,"","",{"$f":"IF($BA109<>\"\",IF(INDIRECT(\"Measures!\"&BD$99&$BA109)<>\"\",INDIRECT(\"Measures!\"&BD$99&$BA109),\"\"),\"\")","v":""},{"$f":"IF($BA109<>\"\",IF(INDIRECT(\"Measures!\"&BE$99&$BA109)<>\"\",INDIRECT(\"Measures!\"&BE$99&$BA109),\"\"),\"\")","v":""},{"$f":"IF($BA109<>\"\",IF(INDIRECT(\"Measures!\"&BF$99&$BA109)<>\"\",INDIRECT(\"Measures!\"&BF$99&$BA109),\"\"),\"\")","v":""},{"$f":"IF($BA109<>\"\",IF(INDIRECT(\"Measures!\"&BG$99&$BA109)<>\"\",INDIRECT(\"Measures!\"&BG$99&$BA109),\"\"),\"\")","v":""},{"$f":"IF($BA109<>\"\",IF(INDIRECT(\"Measures!\"&BH$99&$BA109)<>\"\",INDIRECT(\"Measures!\"&BH$99&$BA109),\"\"),\"\")","v":""},{"$f":"IF($BA109<>\"\",IF(INDIRECT(\"Measures!\"&BI$99&$BA109)<>\"\",INDIRECT(\"Measures!\"&BI$99&$BA109),\"\"),\"\")","v":""},{"$f":"IF($BA109<>\"\",IF(INDIRECT(\"Measures!\"&BJ$99&$BA109)<>\"\",INDIRECT(\"Measures!\"&BJ$99&$BA109),\"\"),\"\")","v":""},{"$f":"IF($BA109<>\"\",IF(INDIRECT(\"Measures!\"&BK$99&$BA109)<>\"\",INDIRECT(\"Measures!\"&BK$99&$BA109),\"\"),\"\")","v":""},{"$f":"IF($BA109<>\"\",IF(INDIRECT(\"Measures!\"&BL$99&$BA109)<>\"\",INDIRECT(\"Measures!\"&BL$99&$BA109),\"\"),\"\")","v":""},{"$f":"IF($BA109<>\"\",IF(INDIRECT(\"Measures!\"&BM$99&$BA109)<>\"\",INDIRECT(\"Measures!\"&BM$99&$BA109),\"\"),\"\")","v":""},{"$f":"IF($BA109<>\"\",IF(INDIRECT(\"Measures!\"&BN$99&$BA109)<>\"\",INDIRECT(\"Measures!\"&BN$99&$BA109),\"\"),\"\")","v":""},{"$f":"IF($BA109<>\"\",IF(INDIRECT(\"Measures!\"&BO$99&$BA109)<>\"\",INDIRECT(\"Measures!\"&BO$99&$BA109),\"\"),\"\")","v":""},{"$f":"IF($BA109<>\"\",IF(INDIRECT(\"Measures!\"&BP$99&$BA109)<>\"\",INDIRECT(\"Measures!\"&BP$99&$BA109),\"\"),\"\")","v":""},{"$f":"IF($BA109<>\"\",IF(INDIRECT(\"Measures!\"&BQ$99&$BA109)<>\"\",INDIRECT(\"Measures!\"&BQ$99&$BA109),\"\"),\"\")","v":""},{"$f":"IF($BA109<>\"\",IF(INDIRECT(\"Measures!\"&BR$99&$BA109)<>\"\",INDIRECT(\"Measures!\"&BR$99&$BA109),\"\"),\"\")","v":""},{"$f":"IF($BA109<>\"\",IF(INDIRECT(\"Measures!\"&BS$99&$BA109)<>\"\",INDIRECT(\"Measures!\"&BS$99&$BA109),\"\"),\"\")","v":""},{"$f":"IF($BA109<>\"\",IF(INDIRECT(\"Measures!\"&BT$99&$BA109)<>\"\",INDIRECT(\"Measures!\"&BT$99&$BA109),\"\"),\"\")","v":""},{"$f":"IF($BA109<>\"\",IF(INDIRECT(\"Measures!\"&BU$99&$BA109)<>\"\",INDIRECT(\"Measures!\"&BU$99&$BA109),\"\"),\"\")","v":""},{"$f":"IF($BA109<>\"\",IF(INDIRECT(\"Measures!\"&BV$99&$BA109)<>\"\",INDIRECT(\"Measures!\"&BV$99&$BA109),\"\"),\"\")","v":""},{"$f":"IF($BA109<>\"\",IF(INDIRECT(\"Measures!\"&BW$99&$BA109)<>\"\",INDIRECT(\"Measures!\"&BW$99&$BA109),\"\"),\"\")","v":""},{"$f":"IF($BA109<>\"\",IF(INDIRECT(\"Measures!\"&BX$99&$BA109)<>\"\",INDIRECT(\"Measures!\"&BX$99&$BA109),\"\"),\"\")","v":""},{"$f":"IF($BA109<>\"\",IF(INDIRECT(\"Measures!\"&BY$99&$BA109)<>\"\",INDIRECT(\"Measures!\"&BY$99&$BA109),\"\"),\"\")","v":""},{"$f":"IF($BA109<>\"\",IF(INDIRECT(\"Measures!\"&BZ$99&$BA109)<>\"\",INDIRECT(\"Measures!\"&BZ$99&$BA109),\"\"),\"\")","v":""},{"$f":"IF($BA109<>\"\",IF(INDIRECT(\"Measures!\"&CA$99&$BA109)<>\"\",INDIRECT(\"Measures!\"&CA$99&$BA109),\"\"),\"\")","v":""},{"$f":"IF($BA109<>\"\",IF(INDIRECT(\"Measures!\"&CB$99&$BA109)<>\"\",INDIRECT(\"Measures!\"&CB$99&$BA109),\"\"),\"\")","v":""},{"$f":"IF($BA109<>\"\",IF(INDIRECT(\"Measures!\"&CC$99&$BA109)<>\"\",INDIRECT(\"Measures!\"&CC$99&$BA109),\"\"),\"\")","v":""},{"$f":"IF($BA109<>\"\",IF(INDIRECT(\"Measures!\"&CD$99&$BA109)<>\"\",INDIRECT(\"Measures!\"&CD$99&$BA109),\"\"),\"\")","v":""},{"$f":"IF($BA109<>\"\",IF(INDIRECT(\"Measures!\"&CE$99&$BA109)<>\"\",INDIRECT(\"Measures!\"&CE$99&$BA109),\"\"),\"\")","v":""},{"$f":"IF($BA109<>\"\",IF(INDIRECT(\"Measures!\"&CF$99&$BA109)<>\"\",INDIRECT(\"Measures!\"&CF$99&$BA109),\"\"),\"\")","v":""},{"$f":"IF($BA109<>\"\",IF(INDIRECT(\"Measures!\"&CG$99&$BA109)<>\"\",INDIRECT(\"Measures!\"&CG$99&$BA109),\"\"),\"\")","v":""},{"$f":"INDEX('Measure Descriptions'!$A$10:$A$46,MATCH(Map_Gas_Mid[[#This Row],[Measure]],'Measure Descriptions'!$B$10:$B$46,0))","v":""},{"$f":"IF($BA109<>\"\",IF(VLOOKUP(Map_Gas_Mid[[#This Row],[Measure]],'Measure Descriptions'!$B$10:$H$46,CI$99,FALSE)<>\"\",VLOOKUP(Map_Gas_Mid[[#This Row],[Measure]],'Measure Descriptions'!$B$10:$H$46,CI$99,FALSE),\"\"),\"\")","v":""},{"$f":"IF($BA109<>\"\",IF(VLOOKUP(Map_Gas_Mid[[#This Row],[Measure]],'Measure Descriptions'!$B$10:$H$46,CJ$99,FALSE)<>\"\",VLOOKUP(Map_Gas_Mid[[#This Row],[Measure]],'Measure Descriptions'!$B$10:$H$46,CJ$99,FALSE),\"\"),\"\")","v":""},{"$f":"IF($BA109<>\"\",IF(VLOOKUP(Map_Gas_Mid[[#This Row],[Measure]],'Measure Descriptions'!$B$10:$H$46,CK$99,FALSE)<>\"\",VLOOKUP(Map_Gas_Mid[[#This Row],[Measure]],'Measure Descriptions'!$B$10:$H$46,CK$99,FALSE),\"\"),\"\")","v":""},{"$f":"IF($BA109<>\"\",IF(VLOOKUP(Map_Gas_Mid[[#This Row],[Measure]],'Measure Descriptions'!$B$10:$H$46,CL$99,FALSE)<>\"\",VLOOKUP(Map_Gas_Mid[[#This Row],[Measure]],'Measure Descriptions'!$B$10:$H$46,CL$99,FALSE),\"\"),\"\")","v":""},{"$f":"IF($BA109<>\"\",IF(VLOOKUP(Map_Gas_Mid[[#This Row],[Measure]],'Measure Descriptions'!$B$10:$H$46,CM$99,FALSE)<>\"\",VLOOKUP(Map_Gas_Mid[[#This Row],[Measure]],'Measure Descriptions'!$B$10:$H$46,CM$99,FALSE),\"\"),\"\")","v":""},{"$f":"IF($BA109<>\"\",IF(VLOOKUP(Map_Gas_Mid[[#This Row],[Measure]],'Measure Descriptions'!$B$10:$H$46,CN$99,FALSE)<>\"\",VLOOKUP(Map_Gas_Mid[[#This Row],[Measure]],'Measure Descriptions'!$B$10:$H$46,CN$99,FALSE),\"\"),\"\")","v":""},{"$f":"IF($BA109<>\"\",IF(INDIRECT(\"Measures!\"&CO$99&$BA109)<>\"\",INDIRECT(\"Measures!\"&CO$99&$BA109),\"\"),\"\")","v":""}]
[null,null,"","",{"$f":"IF($B110<>\"\",IF(INDIRECT(\"Measures!\"&E$99&$B110)<>\"\",INDIRECT(\"Measures!\"&E$99&$B110),\"\"),\"\")","v":""},{"$f":"IF($B110<>\"\",IF(INDIRECT(\"Measures!\"&F$99&$B110)<>\"\",INDIRECT(\"Measures!\"&F$99&$B110),\"\"),\"\")","v":""},{"$f":"IF($B110<>\"\",IF(INDIRECT(\"Measures!\"&G$99&$B110)<>\"\",INDIRECT(\"Measures!\"&G$99&$B110),\"\"),\"\")","v":""},{"$f":"IF($B110<>\"\",IF(INDIRECT(\"Measures!\"&H$99&$B110)<>\"\",INDIRECT(\"Measures!\"&H$99&$B110),\"\"),\"\")","v":""},{"$f":"IF($B110<>\"\",IF(INDIRECT(\"Measures!\"&I$99&$B110)<>\"\",INDIRECT(\"Measures!\"&I$99&$B110),\"\"),\"\")","v":""},{"$f":"IF($B110<>\"\",IF(INDIRECT(\"Measures!\"&J$99&$B110)<>\"\",INDIRECT(\"Measures!\"&J$99&$B110),\"\"),\"\")","v":""},{"$f":"IF($B110<>\"\",IF(INDIRECT(\"Measures!\"&K$99&$B110)<>\"\",INDIRECT(\"Measures!\"&K$99&$B110),\"\"),\"\")","v":""},{"$f":"IF($B110<>\"\",IF(INDIRECT(\"Measures!\"&L$99&$B110)<>\"\",INDIRECT(\"Measures!\"&L$99&$B110),\"\"),\"\")","v":""},{"$f":"IF($B110<>\"\",IF(INDIRECT(\"Measures!\"&M$99&$B110)<>\"\",INDIRECT(\"Measures!\"&M$99&$B110),\"\"),\"\")","v":""},{"$f":"IF($B110<>\"\",IF(INDIRECT(\"Measures!\"&N$99&$B110)<>\"\",INDIRECT(\"Measures!\"&N$99&$B110),\"\"),\"\")","v":""},{"$f":"IF($B110<>\"\",IF(INDIRECT(\"Measures!\"&O$99&$B110)<>\"\",INDIRECT(\"Measures!\"&O$99&$B110),\"\"),\"\")","v":""},{"$f":"IF($B110<>\"\",IF(INDIRECT(\"Measures!\"&P$99&$B110)<>\"\",INDIRECT(\"Measures!\"&P$99&$B110),\"\"),\"\")","v":""},{"$f":"IF($B110<>\"\",IF(INDIRECT(\"Measures!\"&Q$99&$B110)<>\"\",INDIRECT(\"Measures!\"&Q$99&$B110),\"\"),\"\")","v":""},{"$f":"IF($B110<>\"\",IF(INDIRECT(\"Measures!\"&R$99&$B110)<>\"\",INDIRECT(\"Measures!\"&R$99&$B110),\"\"),\"\")","v":""},{"$f":"IF($B110<>\"\",IF(INDIRECT(\"Measures!\"&S$99&$B110)<>\"\",INDIRECT(\"Measures!\"&S$99&$B110),\"\"),\"\")","v":""},{"$f":"IF($B110<>\"\",IF(INDIRECT(\"Measures!\"&T$99&$B110)<>\"\",INDIRECT(\"Measures!\"&T$99&$B110),\"\"),\"\")","v":""},{"$f":"IF($B110<>\"\",IF(INDIRECT(\"Measures!\"&U$99&$B110)<>\"\",INDIRECT(\"Measures!\"&U$99&$B110),\"\"),\"\")","v":""},{"$f":"IF($B110<>\"\",IF(INDIRECT(\"Measures!\"&V$99&$B110)<>\"\",INDIRECT(\"Measures!\"&V$99&$B110),\"\"),\"\")","v":""},{"$f":"IF($B110<>\"\",IF(INDIRECT(\"Measures!\"&W$99&$B110)<>\"\",INDIRECT(\"Measures!\"&W$99&$B110),\"\"),\"\")","v":""},{"$f":"IF($B110<>\"\",IF(INDIRECT(\"Measures!\"&X$99&$B110)<>\"\",INDIRECT(\"Measures!\"&X$99&$B110),\"\"),\"\")","v":""},{"$f":"IF($B110<>\"\",IF(INDIRECT(\"Measures!\"&Y$99&$B110)<>\"\",INDIRECT(\"Measures!\"&Y$99&$B110),\"\"),\"\")","v":""},{"$f":"IF($B110<>\"\",IF(INDIRECT(\"Measures!\"&Z$99&$B110)<>\"\",INDIRECT(\"Measures!\"&Z$99&$B110),\"\"),\"\")","v":""},{"$f":"IF($B110<>\"\",IF(INDIRECT(\"Measures!\"&AA$99&$B110)<>\"\",INDIRECT(\"Measures!\"&AA$99&$B110),\"\"),\"\")","v":""},{"$f":"IF($B110<>\"\",IF(INDIRECT(\"Measures!\"&AB$99&$B110)<>\"\",INDIRECT(\"Measures!\"&AB$99&$B110),\"\"),\"\")","v":""},{"$f":"IF($B110<>\"\",IF(INDIRECT(\"Measures!\"&AC$99&$B110)<>\"\",INDIRECT(\"Measures!\"&AC$99&$B110),\"\"),\"\")","v":""},{"$f":"IF($B110<>\"\",IF(INDIRECT(\"Measures!\"&AD$99&$B110)<>\"\",INDIRECT(\"Measures!\"&AD$99&$B110),\"\"),\"\")","v":""},{"$f":"IF($B110<>\"\",IF(INDIRECT(\"Measures!\"&AE$99&$B110)<>\"\",INDIRECT(\"Measures!\"&AE$99&$B110),\"\"),\"\")","v":""},{"$f":"IF($B110<>\"\",IF(INDIRECT(\"Measures!\"&AF$99&$B110)<>\"\",INDIRECT(\"Measures!\"&AF$99&$B110),\"\"),\"\")","v":""},{"$f":"IF($B110<>\"\",IF(INDIRECT(\"Measures!\"&AG$99&$B110)<>\"\",INDIRECT(\"Measures!\"&AG$99&$B110),\"\"),\"\")","v":""},{"$f":"IF($B110<>\"\",IF(INDIRECT(\"Measures!\"&AH$99&$B110)<>\"\",INDIRECT(\"Measures!\"&AH$99&$B110),\"\"),\"\")","v":""},{"$f":"INDEX('Measure Descriptions'!$A$10:$A$46,MATCH(Map_Elec_Mid[[#This Row],[Measure]],'Measure Descriptions'!$B$10:$B$46,0))","v":""},{"$f":"IF($B110<>\"\",IF(VLOOKUP(Map_Elec_Mid[[#This Row],[Measure]],'Measure Descriptions'!$B$10:$H$46,AJ$99,FALSE)<>\"\",VLOOKUP(Map_Elec_Mid[[#This Row],[Measure]],'Measure Descriptions'!$B$10:$H$46,AJ$99,FALSE),\"\"),\"\")","v":""},{"$f":"IF($B110<>\"\",IF(VLOOKUP(Map_Elec_Mid[[#This Row],[Measure]],'Measure Descriptions'!$B$10:$H$46,AK$99,FALSE)<>\"\",VLOOKUP(Map_Elec_Mid[[#This Row],[Measure]],'Measure Descriptions'!$B$10:$H$46,AK$99,FALSE),\"\"),\"\")","v":""},{"$f":"IF($B110<>\"\",IF(VLOOKUP(Map_Elec_Mid[[#This Row],[Measure]],'Measure Descriptions'!$B$10:$H$46,AL$99,FALSE)<>\"\",VLOOKUP(Map_Elec_Mid[[#This Row],[Measure]],'Measure Descriptions'!$B$10:$H$46,AL$99,FALSE),\"\"),\"\")","v":""},{"$f":"IF($B110<>\"\",IF(VLOOKUP(Map_Elec_Mid[[#This Row],[Measure]],'Measure Descriptions'!$B$10:$H$46,AM$99,FALSE)<>\"\",VLOOKUP(Map_Elec_Mid[[#This Row],[Measure]],'Measure Descriptions'!$B$10:$H$46,AM$99,FALSE),\"\"),\"\")","v":""},{"$f":"IF($B110<>\"\",IF(VLOOKUP(Map_Elec_Mid[[#This Row],[Measure]],'Measure Descriptions'!$B$10:$H$46,AN$99,FALSE)<>\"\",VLOOKUP(Map_Elec_Mid[[#This Row],[Measure]],'Measure Descriptions'!$B$10:$H$46,AN$99,FALSE),\"\"),\"\")","v":""},{"$f":"IF($B110<>\"\",IF(VLOOKUP(Map_Elec_Mid[[#This Row],[Measure]],'Measure Descriptions'!$B$10:$H$46,AO$99,FALSE)<>\"\",VLOOKUP(Map_Elec_Mid[[#This Row],[Measure]],'Measure Descriptions'!$B$10:$H$46,AO$99,FALSE),\"\"),\"\")","v":""},{"$f":"IF($B110<>\"\",IF(INDIRECT(\"Measures!\"&AP$99&$B110)<>\"\",INDIRECT(\"Measures!\"&AP$99&$B110),\"\"),\"\")","v":""},null,null,null,null,null,null,null,null,null,null,null,"","",{"$f":"IF($BA110<>\"\",IF(INDIRECT(\"Measures!\"&BD$99&$BA110)<>\"\",INDIRECT(\"Measures!\"&BD$99&$BA110),\"\"),\"\")","v":""},{"$f":"IF($BA110<>\"\",IF(INDIRECT(\"Measures!\"&BE$99&$BA110)<>\"\",INDIRECT(\"Measures!\"&BE$99&$BA110),\"\"),\"\")","v":""},{"$f":"IF($BA110<>\"\",IF(INDIRECT(\"Measures!\"&BF$99&$BA110)<>\"\",INDIRECT(\"Measures!\"&BF$99&$BA110),\"\"),\"\")","v":""},{"$f":"IF($BA110<>\"\",IF(INDIRECT(\"Measures!\"&BG$99&$BA110)<>\"\",INDIRECT(\"Measures!\"&BG$99&$BA110),\"\"),\"\")","v":""},{"$f":"IF($BA110<>\"\",IF(INDIRECT(\"Measures!\"&BH$99&$BA110)<>\"\",INDIRECT(\"Measures!\"&BH$99&$BA110),\"\"),\"\")","v":""},{"$f":"IF($BA110<>\"\",IF(INDIRECT(\"Measures!\"&BI$99&$BA110)<>\"\",INDIRECT(\"Measures!\"&BI$99&$BA110),\"\"),\"\")","v":""},{"$f":"IF($BA110<>\"\",IF(INDIRECT(\"Measures!\"&BJ$99&$BA110)<>\"\",INDIRECT(\"Measures!\"&BJ$99&$BA110),\"\"),\"\")","v":""},{"$f":"IF($BA110<>\"\",IF(INDIRECT(\"Measures!\"&BK$99&$BA110)<>\"\",INDIRECT(\"Measures!\"&BK$99&$BA110),\"\"),\"\")","v":""},{"$f":"IF($BA110<>\"\",IF(INDIRECT(\"Measures!\"&BL$99&$BA110)<>\"\",INDIRECT(\"Measures!\"&BL$99&$BA110),\"\"),\"\")","v":""},{"$f":"IF($BA110<>\"\",IF(INDIRECT(\"Measures!\"&BM$99&$BA110)<>\"\",INDIRECT(\"Measures!\"&BM$99&$BA110),\"\"),\"\")","v":""},{"$f":"IF($BA110<>\"\",IF(INDIRECT(\"Measures!\"&BN$99&$BA110)<>\"\",INDIRECT(\"Measures!\"&BN$99&$BA110),\"\"),\"\")","v":""},{"$f":"IF($BA110<>\"\",IF(INDIRECT(\"Measures!\"&BO$99&$BA110)<>\"\",INDIRECT(\"Measures!\"&BO$99&$BA110),\"\"),\"\")","v":""},{"$f":"IF($BA110<>\"\",IF(INDIRECT(\"Measures!\"&BP$99&$BA110)<>\"\",INDIRECT(\"Measures!\"&BP$99&$BA110),\"\"),\"\")","v":""},{"$f":"IF($BA110<>\"\",IF(INDIRECT(\"Measures!\"&BQ$99&$BA110)<>\"\",INDIRECT(\"Measures!\"&BQ$99&$BA110),\"\"),\"\")","v":""},{"$f":"IF($BA110<>\"\",IF(INDIRECT(\"Measures!\"&BR$99&$BA110)<>\"\",INDIRECT(\"Measures!\"&BR$99&$BA110),\"\"),\"\")","v":""},{"$f":"IF($BA110<>\"\",IF(INDIRECT(\"Measures!\"&BS$99&$BA110)<>\"\",INDIRECT(\"Measures!\"&BS$99&$BA110),\"\"),\"\")","v":""},{"$f":"IF($BA110<>\"\",IF(INDIRECT(\"Measures!\"&BT$99&$BA110)<>\"\",INDIRECT(\"Measures!\"&BT$99&$BA110),\"\"),\"\")","v":""},{"$f":"IF($BA110<>\"\",IF(INDIRECT(\"Measures!\"&BU$99&$BA110)<>\"\",INDIRECT(\"Measures!\"&BU$99&$BA110),\"\"),\"\")","v":""},{"$f":"IF($BA110<>\"\",IF(INDIRECT(\"Measures!\"&BV$99&$BA110)<>\"\",INDIRECT(\"Measures!\"&BV$99&$BA110),\"\"),\"\")","v":""},{"$f":"IF($BA110<>\"\",IF(INDIRECT(\"Measures!\"&BW$99&$BA110)<>\"\",INDIRECT(\"Measures!\"&BW$99&$BA110),\"\"),\"\")","v":""},{"$f":"IF($BA110<>\"\",IF(INDIRECT(\"Measures!\"&BX$99&$BA110)<>\"\",INDIRECT(\"Measures!\"&BX$99&$BA110),\"\"),\"\")","v":""},{"$f":"IF($BA110<>\"\",IF(INDIRECT(\"Measures!\"&BY$99&$BA110)<>\"\",INDIRECT(\"Measures!\"&BY$99&$BA110),\"\"),\"\")","v":""},{"$f":"IF($BA110<>\"\",IF(INDIRECT(\"Measures!\"&BZ$99&$BA110)<>\"\",INDIRECT(\"Measures!\"&BZ$99&$BA110),\"\"),\"\")","v":""},{"$f":"IF($BA110<>\"\",IF(INDIRECT(\"Measures!\"&CA$99&$BA110)<>\"\",INDIRECT(\"Measures!\"&CA$99&$BA110),\"\"),\"\")","v":""},{"$f":"IF($BA110<>\"\",IF(INDIRECT(\"Measures!\"&CB$99&$BA110)<>\"\",INDIRECT(\"Measures!\"&CB$99&$BA110),\"\"),\"\")","v":""},{"$f":"IF($BA110<>\"\",IF(INDIRECT(\"Measures!\"&CC$99&$BA110)<>\"\",INDIRECT(\"Measures!\"&CC$99&$BA110),\"\"),\"\")","v":""},{"$f":"IF($BA110<>\"\",IF(INDIRECT(\"Measures!\"&CD$99&$BA110)<>\"\",INDIRECT(\"Measures!\"&CD$99&$BA110),\"\"),\"\")","v":""},{"$f":"IF($BA110<>\"\",IF(INDIRECT(\"Measures!\"&CE$99&$BA110)<>\"\",INDIRECT(\"Measures!\"&CE$99&$BA110),\"\"),\"\")","v":""},{"$f":"IF($BA110<>\"\",IF(INDIRECT(\"Measures!\"&CF$99&$BA110)<>\"\",INDIRECT(\"Measures!\"&CF$99&$BA110),\"\"),\"\")","v":""},{"$f":"IF($BA110<>\"\",IF(INDIRECT(\"Measures!\"&CG$99&$BA110)<>\"\",INDIRECT(\"Measures!\"&CG$99&$BA110),\"\"),\"\")","v":""},{"$f":"INDEX('Measure Descriptions'!$A$10:$A$46,MATCH(Map_Gas_Mid[[#This Row],[Measure]],'Measure Descriptions'!$B$10:$B$46,0))","v":""},{"$f":"IF($BA110<>\"\",IF(VLOOKUP(Map_Gas_Mid[[#This Row],[Measure]],'Measure Descriptions'!$B$10:$H$46,CI$99,FALSE)<>\"\",VLOOKUP(Map_Gas_Mid[[#This Row],[Measure]],'Measure Descriptions'!$B$10:$H$46,CI$99,FALSE),\"\"),\"\")","v":""},{"$f":"IF($BA110<>\"\",IF(VLOOKUP(Map_Gas_Mid[[#This Row],[Measure]],'Measure Descriptions'!$B$10:$H$46,CJ$99,FALSE)<>\"\",VLOOKUP(Map_Gas_Mid[[#This Row],[Measure]],'Measure Descriptions'!$B$10:$H$46,CJ$99,FALSE),\"\"),\"\")","v":""},{"$f":"IF($BA110<>\"\",IF(VLOOKUP(Map_Gas_Mid[[#This Row],[Measure]],'Measure Descriptions'!$B$10:$H$46,CK$99,FALSE)<>\"\",VLOOKUP(Map_Gas_Mid[[#This Row],[Measure]],'Measure Descriptions'!$B$10:$H$46,CK$99,FALSE),\"\"),\"\")","v":""},{"$f":"IF($BA110<>\"\",IF(VLOOKUP(Map_Gas_Mid[[#This Row],[Measure]],'Measure Descriptions'!$B$10:$H$46,CL$99,FALSE)<>\"\",VLOOKUP(Map_Gas_Mid[[#This Row],[Measure]],'Measure Descriptions'!$B$10:$H$46,CL$99,FALSE),\"\"),\"\")","v":""},{"$f":"IF($BA110<>\"\",IF(VLOOKUP(Map_Gas_Mid[[#This Row],[Measure]],'Measure Descriptions'!$B$10:$H$46,CM$99,FALSE)<>\"\",VLOOKUP(Map_Gas_Mid[[#This Row],[Measure]],'Measure Descriptions'!$B$10:$H$46,CM$99,FALSE),\"\"),\"\")","v":""},{"$f":"IF($BA110<>\"\",IF(VLOOKUP(Map_Gas_Mid[[#This Row],[Measure]],'Measure Descriptions'!$B$10:$H$46,CN$99,FALSE)<>\"\",VLOOKUP(Map_Gas_Mid[[#This Row],[Measure]],'Measure Descriptions'!$B$10:$H$46,CN$99,FALSE),\"\"),\"\")","v":""},{"$f":"IF($BA110<>\"\",IF(INDIRECT(\"Measures!\"&CO$99&$BA110)<>\"\",INDIRECT(\"Measures!\"&CO$99&$BA110),\"\"),\"\")","v":""}]
[null,null,"","",{"$f":"IF($B111<>\"\",IF(INDIRECT(\"Measures!\"&E$99&$B111)<>\"\",INDIRECT(\"Measures!\"&E$99&$B111),\"\"),\"\")","v":""},{"$f":"IF($B111<>\"\",IF(INDIRECT(\"Measures!\"&F$99&$B111)<>\"\",INDIRECT(\"Measures!\"&F$99&$B111),\"\"),\"\")","v":""},{"$f":"IF($B111<>\"\",IF(INDIRECT(\"Measures!\"&G$99&$B111)<>\"\",INDIRECT(\"Measures!\"&G$99&$B111),\"\"),\"\")","v":""},{"$f":"IF($B111<>\"\",IF(INDIRECT(\"Measures!\"&H$99&$B111)<>\"\",INDIRECT(\"Measures!\"&H$99&$B111),\"\"),\"\")","v":""},{"$f":"IF($B111<>\"\",IF(INDIRECT(\"Measures!\"&I$99&$B111)<>\"\",INDIRECT(\"Measures!\"&I$99&$B111),\"\"),\"\")","v":""},{"$f":"IF($B111<>\"\",IF(INDIRECT(\"Measures!\"&J$99&$B111)<>\"\",INDIRECT(\"Measures!\"&J$99&$B111),\"\"),\"\")","v":""},{"$f":"IF($B111<>\"\",IF(INDIRECT(\"Measures!\"&K$99&$B111)<>\"\",INDIRECT(\"Measures!\"&K$99&$B111),\"\"),\"\")","v":""},{"$f":"IF($B111<>\"\",IF(INDIRECT(\"Measures!\"&L$99&$B111)<>\"\",INDIRECT(\"Measures!\"&L$99&$B111),\"\"),\"\")","v":""},{"$f":"IF($B111<>\"\",IF(INDIRECT(\"Measures!\"&M$99&$B111)<>\"\",INDIRECT(\"Measures!\"&M$99&$B111),\"\"),\"\")","v":""},{"$f":"IF($B111<>\"\",IF(INDIRECT(\"Measures!\"&N$99&$B111)<>\"\",INDIRECT(\"Measures!\"&N$99&$B111),\"\"),\"\")","v":""},{"$f":"IF($B111<>\"\",IF(INDIRECT(\"Measures!\"&O$99&$B111)<>\"\",INDIRECT(\"Measures!\"&O$99&$B111),\"\"),\"\")","v":""},{"$f":"IF($B111<>\"\",IF(INDIRECT(\"Measures!\"&P$99&$B111)<>\"\",INDIRECT(\"Measures!\"&P$99&$B111),\"\"),\"\")","v":""},{"$f":"IF($B111<>\"\",IF(INDIRECT(\"Measures!\"&Q$99&$B111)<>\"\",INDIRECT(\"Measures!\"&Q$99&$B111),\"\"),\"\")","v":""},{"$f":"IF($B111<>\"\",IF(INDIRECT(\"Measures!\"&R$99&$B111)<>\"\",INDIRECT(\"Measures!\"&R$99&$B111),\"\"),\"\")","v":""},{"$f":"IF($B111<>\"\",IF(INDIRECT(\"Measures!\"&S$99&$B111)<>\"\",INDIRECT(\"Measures!\"&S$99&$B111),\"\"),\"\")","v":""},{"$f":"IF($B111<>\"\",IF(INDIRECT(\"Measures!\"&T$99&$B111)<>\"\",INDIRECT(\"Measures!\"&T$99&$B111),\"\"),\"\")","v":""},{"$f":"IF($B111<>\"\",IF(INDIRECT(\"Measures!\"&U$99&$B111)<>\"\",INDIRECT(\"Measures!\"&U$99&$B111),\"\"),\"\")","v":""},{"$f":"IF($B111<>\"\",IF(INDIRECT(\"Measures!\"&V$99&$B111)<>\"\",INDIRECT(\"Measures!\"&V$99&$B111),\"\"),\"\")","v":""},{"$f":"IF($B111<>\"\",IF(INDIRECT(\"Measures!\"&W$99&$B111)<>\"\",INDIRECT(\"Measures!\"&W$99&$B111),\"\"),\"\")","v":""},{"$f":"IF($B111<>\"\",IF(INDIRECT(\"Measures!\"&X$99&$B111)<>\"\",INDIRECT(\"Measures!\"&X$99&$B111),\"\"),\"\")","v":""},{"$f":"IF($B111<>\"\",IF(INDIRECT(\"Measures!\"&Y$99&$B111)<>\"\",INDIRECT(\"Measures!\"&Y$99&$B111),\"\"),\"\")","v":""},{"$f":"IF($B111<>\"\",IF(INDIRECT(\"Measures!\"&Z$99&$B111)<>\"\",INDIRECT(\"Measures!\"&Z$99&$B111),\"\"),\"\")","v":""},{"$f":"IF($B111<>\"\",IF(INDIRECT(\"Measures!\"&AA$99&$B111)<>\"\",INDIRECT(\"Measures!\"&AA$99&$B111),\"\"),\"\")","v":""},{"$f":"IF($B111<>\"\",IF(INDIRECT(\"Measures!\"&AB$99&$B111)<>\"\",INDIRECT(\"Measures!\"&AB$99&$B111),\"\"),\"\")","v":""},{"$f":"IF($B111<>\"\",IF(INDIRECT(\"Measures!\"&AC$99&$B111)<>\"\",INDIRECT(\"Measures!\"&AC$99&$B111),\"\"),\"\")","v":""},{"$f":"IF($B111<>\"\",IF(INDIRECT(\"Measures!\"&AD$99&$B111)<>\"\",INDIRECT(\"Measures!\"&AD$99&$B111),\"\"),\"\")","v":""},{"$f":"IF($B111<>\"\",IF(INDIRECT(\"Measures!\"&AE$99&$B111)<>\"\",INDIRECT(\"Measures!\"&AE$99&$B111),\"\"),\"\")","v":""},{"$f":"IF($B111<>\"\",IF(INDIRECT(\"Measures!\"&AF$99&$B111)<>\"\",INDIRECT(\"Measures!\"&AF$99&$B111),\"\"),\"\")","v":""},{"$f":"IF($B111<>\"\",IF(INDIRECT(\"Measures!\"&AG$99&$B111)<>\"\",INDIRECT(\"Measures!\"&AG$99&$B111),\"\"),\"\")","v":""},{"$f":"IF($B111<>\"\",IF(INDIRECT(\"Measures!\"&AH$99&$B111)<>\"\",INDIRECT(\"Measures!\"&AH$99&$B111),\"\"),\"\")","v":""},{"$f":"INDEX('Measure Descriptions'!$A$10:$A$46,MATCH(Map_Elec_Mid[[#This Row],[Measure]],'Measure Descriptions'!$B$10:$B$46,0))","v":""},{"$f":"IF($B111<>\"\",IF(VLOOKUP(Map_Elec_Mid[[#This Row],[Measure]],'Measure Descriptions'!$B$10:$H$46,AJ$99,FALSE)<>\"\",VLOOKUP(Map_Elec_Mid[[#This Row],[Measure]],'Measure Descriptions'!$B$10:$H$46,AJ$99,FALSE),\"\"),\"\")","v":""},{"$f":"IF($B111<>\"\",IF(VLOOKUP(Map_Elec_Mid[[#This Row],[Measure]],'Measure Descriptions'!$B$10:$H$46,AK$99,FALSE)<>\"\",VLOOKUP(Map_Elec_Mid[[#This Row],[Measure]],'Measure Descriptions'!$B$10:$H$46,AK$99,FALSE),\"\"),\"\")","v":""},{"$f":"IF($B111<>\"\",IF(VLOOKUP(Map_Elec_Mid[[#This Row],[Measure]],'Measure Descriptions'!$B$10:$H$46,AL$99,FALSE)<>\"\",VLOOKUP(Map_Elec_Mid[[#This Row],[Measure]],'Measure Descriptions'!$B$10:$H$46,AL$99,FALSE),\"\"),\"\")","v":""},{"$f":"IF($B111<>\"\",IF(VLOOKUP(Map_Elec_Mid[[#This Row],[Measure]],'Measure Descriptions'!$B$10:$H$46,AM$99,FALSE)<>\"\",VLOOKUP(Map_Elec_Mid[[#This Row],[Measure]],'Measure Descriptions'!$B$10:$H$46,AM$99,FALSE),\"\"),\"\")","v":""},{"$f":"IF($B111<>\"\",IF(VLOOKUP(Map_Elec_Mid[[#This Row],[Measure]],'Measure Descriptions'!$B$10:$H$46,AN$99,FALSE)<>\"\",VLOOKUP(Map_Elec_Mid[[#This Row],[Measure]],'Measure Descriptions'!$B$10:$H$46,AN$99,FALSE),\"\"),\"\")","v":""},{"$f":"IF($B111<>\"\",IF(VLOOKUP(Map_Elec_Mid[[#This Row],[Measure]],'Measure Descriptions'!$B$10:$H$46,AO$99,FALSE)<>\"\",VLOOKUP(Map_Elec_Mid[[#This Row],[Measure]],'Measure Descriptions'!$B$10:$H$46,AO$99,FALSE),\"\"),\"\")","v":""},{"$f":"IF($B111<>\"\",IF(INDIRECT(\"Measures!\"&AP$99&$B111)<>\"\",INDIRECT(\"Measures!\"&AP$99&$B111),\"\"),\"\")","v":""},null,null,null,null,null,null,null,null,null,null,null,"","",{"$f":"IF($BA111<>\"\",IF(INDIRECT(\"Measures!\"&BD$99&$BA111)<>\"\",INDIRECT(\"Measures!\"&BD$99&$BA111),\"\"),\"\")","v":""},{"$f":"IF($BA111<>\"\",IF(INDIRECT(\"Measures!\"&BE$99&$BA111)<>\"\",INDIRECT(\"Measures!\"&BE$99&$BA111),\"\"),\"\")","v":""},{"$f":"IF($BA111<>\"\",IF(INDIRECT(\"Measures!\"&BF$99&$BA111)<>\"\",INDIRECT(\"Measures!\"&BF$99&$BA111),\"\"),\"\")","v":""},{"$f":"IF($BA111<>\"\",IF(INDIRECT(\"Measures!\"&BG$99&$BA111)<>\"\",INDIRECT(\"Measures!\"&BG$99&$BA111),\"\"),\"\")","v":""},{"$f":"IF($BA111<>\"\",IF(INDIRECT(\"Measures!\"&BH$99&$BA111)<>\"\",INDIRECT(\"Measures!\"&BH$99&$BA111),\"\"),\"\")","v":""},{"$f":"IF($BA111<>\"\",IF(INDIRECT(\"Measures!\"&BI$99&$BA111)<>\"\",INDIRECT(\"Measures!\"&BI$99&$BA111),\"\"),\"\")","v":""},{"$f":"IF($BA111<>\"\",IF(INDIRECT(\"Measures!\"&BJ$99&$BA111)<>\"\",INDIRECT(\"Measures!\"&BJ$99&$BA111),\"\"),\"\")","v":""},{"$f":"IF($BA111<>\"\",IF(INDIRECT(\"Measures!\"&BK$99&$BA111)<>\"\",INDIRECT(\"Measures!\"&BK$99&$BA111),\"\"),\"\")","v":""},{"$f":"IF($BA111<>\"\",IF(INDIRECT(\"Measures!\"&BL$99&$BA111)<>\"\",INDIRECT(\"Measures!\"&BL$99&$BA111),\"\"),\"\")","v":""},{"$f":"IF($BA111<>\"\",IF(INDIRECT(\"Measures!\"&BM$99&$BA111)<>\"\",INDIRECT(\"Measures!\"&BM$99&$BA111),\"\"),\"\")","v":""},{"$f":"IF($BA111<>\"\",IF(INDIRECT(\"Measures!\"&BN$99&$BA111)<>\"\",INDIRECT(\"Measures!\"&BN$99&$BA111),\"\"),\"\")","v":""},{"$f":"IF($BA111<>\"\",IF(INDIRECT(\"Measures!\"&BO$99&$BA111)<>\"\",INDIRECT(\"Measures!\"&BO$99&$BA111),\"\"),\"\")","v":""},{"$f":"IF($BA111<>\"\",IF(INDIRECT(\"Measures!\"&BP$99&$BA111)<>\"\",INDIRECT(\"Measures!\"&BP$99&$BA111),\"\"),\"\")","v":""},{"$f":"IF($BA111<>\"\",IF(INDIRECT(\"Measures!\"&BQ$99&$BA111)<>\"\",INDIRECT(\"Measures!\"&BQ$99&$BA111),\"\"),\"\")","v":""},{"$f":"IF($BA111<>\"\",IF(INDIRECT(\"Measures!\"&BR$99&$BA111)<>\"\",INDIRECT(\"Measures!\"&BR$99&$BA111),\"\"),\"\")","v":""},{"$f":"IF($BA111<>\"\",IF(INDIRECT(\"Measures!\"&BS$99&$BA111)<>\"\",INDIRECT(\"Measures!\"&BS$99&$BA111),\"\"),\"\")","v":""},{"$f":"IF($BA111<>\"\",IF(INDIRECT(\"Measures!\"&BT$99&$BA111)<>\"\",INDIRECT(\"Measures!\"&BT$99&$BA111),\"\"),\"\")","v":""},{"$f":"IF($BA111<>\"\",IF(INDIRECT(\"Measures!\"&BU$99&$BA111)<>\"\",INDIRECT(\"Measures!\"&BU$99&$BA111),\"\"),\"\")","v":""},{"$f":"IF($BA111<>\"\",IF(INDIRECT(\"Measures!\"&BV$99&$BA111)<>\"\",INDIRECT(\"Measures!\"&BV$99&$BA111),\"\"),\"\")","v":""},{"$f":"IF($BA111<>\"\",IF(INDIRECT(\"Measures!\"&BW$99&$BA111)<>\"\",INDIRECT(\"Measures!\"&BW$99&$BA111),\"\"),\"\")","v":""},{"$f":"IF($BA111<>\"\",IF(INDIRECT(\"Measures!\"&BX$99&$BA111)<>\"\",INDIRECT(\"Measures!\"&BX$99&$BA111),\"\"),\"\")","v":""},{"$f":"IF($BA111<>\"\",IF(INDIRECT(\"Measures!\"&BY$99&$BA111)<>\"\",INDIRECT(\"Measures!\"&BY$99&$BA111),\"\"),\"\")","v":""},{"$f":"IF($BA111<>\"\",IF(INDIRECT(\"Measures!\"&BZ$99&$BA111)<>\"\",INDIRECT(\"Measures!\"&BZ$99&$BA111),\"\"),\"\")","v":""},{"$f":"IF($BA111<>\"\",IF(INDIRECT(\"Measures!\"&CA$99&$BA111)<>\"\",INDIRECT(\"Measures!\"&CA$99&$BA111),\"\"),\"\")","v":""},{"$f":"IF($BA111<>\"\",IF(INDIRECT(\"Measures!\"&CB$99&$BA111)<>\"\",INDIRECT(\"Measures!\"&CB$99&$BA111),\"\"),\"\")","v":""},{"$f":"IF($BA111<>\"\",IF(INDIRECT(\"Measures!\"&CC$99&$BA111)<>\"\",INDIRECT(\"Measures!\"&CC$99&$BA111),\"\"),\"\")","v":""},{"$f":"IF($BA111<>\"\",IF(INDIRECT(\"Measures!\"&CD$99&$BA111)<>\"\",INDIRECT(\"Measures!\"&CD$99&$BA111),\"\"),\"\")","v":""},{"$f":"IF($BA111<>\"\",IF(INDIRECT(\"Measures!\"&CE$99&$BA111)<>\"\",INDIRECT(\"Measures!\"&CE$99&$BA111),\"\"),\"\")","v":""},{"$f":"IF($BA111<>\"\",IF(INDIRECT(\"Measures!\"&CF$99&$BA111)<>\"\",INDIRECT(\"Measures!\"&CF$99&$BA111),\"\"),\"\")","v":""},{"$f":"IF($BA111<>\"\",IF(INDIRECT(\"Measures!\"&CG$99&$BA111)<>\"\",INDIRECT(\"Measures!\"&CG$99&$BA111),\"\"),\"\")","v":""},{"$f":"INDEX('Measure Descriptions'!$A$10:$A$46,MATCH(Map_Gas_Mid[[#This Row],[Measure]],'Measure Descriptions'!$B$10:$B$46,0))","v":""},{"$f":"IF($BA111<>\"\",IF(VLOOKUP(Map_Gas_Mid[[#This Row],[Measure]],'Measure Descriptions'!$B$10:$H$46,CI$99,FALSE)<>\"\",VLOOKUP(Map_Gas_Mid[[#This Row],[Measure]],'Measure Descriptions'!$B$10:$H$46,CI$99,FALSE),\"\"),\"\")","v":""},{"$f":"IF($BA111<>\"\",IF(VLOOKUP(Map_Gas_Mid[[#This Row],[Measure]],'Measure Descriptions'!$B$10:$H$46,CJ$99,FALSE)<>\"\",VLOOKUP(Map_Gas_Mid[[#This Row],[Measure]],'Measure Descriptions'!$B$10:$H$46,CJ$99,FALSE),\"\"),\"\")","v":""},{"$f":"IF($BA111<>\"\",IF(VLOOKUP(Map_Gas_Mid[[#This Row],[Measure]],'Measure Descriptions'!$B$10:$H$46,CK$99,FALSE)<>\"\",VLOOKUP(Map_Gas_Mid[[#This Row],[Measure]],'Measure Descriptions'!$B$10:$H$46,CK$99,FALSE),\"\"),\"\")","v":""},{"$f":"IF($BA111<>\"\",IF(VLOOKUP(Map_Gas_Mid[[#This Row],[Measure]],'Measure Descriptions'!$B$10:$H$46,CL$99,FALSE)<>\"\",VLOOKUP(Map_Gas_Mid[[#This Row],[Measure]],'Measure Descriptions'!$B$10:$H$46,CL$99,FALSE),\"\"),\"\")","v":""},{"$f":"IF($BA111<>\"\",IF(VLOOKUP(Map_Gas_Mid[[#This Row],[Measure]],'Measure Descriptions'!$B$10:$H$46,CM$99,FALSE)<>\"\",VLOOKUP(Map_Gas_Mid[[#This Row],[Measure]],'Measure Descriptions'!$B$10:$H$46,CM$99,FALSE),\"\"),\"\")","v":""},{"$f":"IF($BA111<>\"\",IF(VLOOKUP(Map_Gas_Mid[[#This Row],[Measure]],'Measure Descriptions'!$B$10:$H$46,CN$99,FALSE)<>\"\",VLOOKUP(Map_Gas_Mid[[#This Row],[Measure]],'Measure Descriptions'!$B$10:$H$46,CN$99,FALSE),\"\"),\"\")","v":""},{"$f":"IF($BA111<>\"\",IF(INDIRECT(\"Measures!\"&CO$99&$BA111)<>\"\",INDIRECT(\"Measures!\"&CO$99&$BA111),\"\"),\"\")","v":""}]
[null,null,"","",{"$f":"IF($B112<>\"\",IF(INDIRECT(\"Measures!\"&E$99&$B112)<>\"\",INDIRECT(\"Measures!\"&E$99&$B112),\"\"),\"\")","v":""},{"$f":"IF($B112<>\"\",IF(INDIRECT(\"Measures!\"&F$99&$B112)<>\"\",INDIRECT(\"Measures!\"&F$99&$B112),\"\"),\"\")","v":""},{"$f":"IF($B112<>\"\",IF(INDIRECT(\"Measures!\"&G$99&$B112)<>\"\",INDIRECT(\"Measures!\"&G$99&$B112),\"\"),\"\")","v":""},{"$f":"IF($B112<>\"\",IF(INDIRECT(\"Measures!\"&H$99&$B112)<>\"\",INDIRECT(\"Measures!\"&H$99&$B112),\"\"),\"\")","v":""},{"$f":"IF($B112<>\"\",IF(INDIRECT(\"Measures!\"&I$99&$B112)<>\"\",INDIRECT(\"Measures!\"&I$99&$B112),\"\"),\"\")","v":""},{"$f":"IF($B112<>\"\",IF(INDIRECT(\"Measures!\"&J$99&$B112)<>\"\",INDIRECT(\"Measures!\"&J$99&$B112),\"\"),\"\")","v":""},{"$f":"IF($B112<>\"\",IF(INDIRECT(\"Measures!\"&K$99&$B112)<>\"\",INDIRECT(\"Measures!\"&K$99&$B112),\"\"),\"\")","v":""},{"$f":"IF($B112<>\"\",IF(INDIRECT(\"Measures!\"&L$99&$B112)<>\"\",INDIRECT(\"Measures!\"&L$99&$B112),\"\"),\"\")","v":""},{"$f":"IF($B112<>\"\",IF(INDIRECT(\"Measures!\"&M$99&$B112)<>\"\",INDIRECT(\"Measures!\"&M$99&$B112),\"\"),\"\")","v":""},{"$f":"IF($B112<>\"\",IF(INDIRECT(\"Measures!\"&N$99&$B112)<>\"\",INDIRECT(\"Measures!\"&N$99&$B112),\"\"),\"\")","v":""},{"$f":"IF($B112<>\"\",IF(INDIRECT(\"Measures!\"&O$99&$B112)<>\"\",INDIRECT(\"Measures!\"&O$99&$B112),\"\"),\"\")","v":""},{"$f":"IF($B112<>\"\",IF(INDIRECT(\"Measures!\"&P$99&$B112)<>\"\",INDIRECT(\"Measures!\"&P$99&$B112),\"\"),\"\")","v":""},{"$f":"IF($B112<>\"\",IF(INDIRECT(\"Measures!\"&Q$99&$B112)<>\"\",INDIRECT(\"Measures!\"&Q$99&$B112),\"\"),\"\")","v":""},{"$f":"IF($B112<>\"\",IF(INDIRECT(\"Measures!\"&R$99&$B112)<>\"\",INDIRECT(\"Measures!\"&R$99&$B112),\"\"),\"\")","v":""},{"$f":"IF($B112<>\"\",IF(INDIRECT(\"Measures!\"&S$99&$B112)<>\"\",INDIRECT(\"Measures!\"&S$99&$B112),\"\"),\"\")","v":""},{"$f":"IF($B112<>\"\",IF(INDIRECT(\"Measures!\"&T$99&$B112)<>\"\",INDIRECT(\"Measures!\"&T$99&$B112),\"\"),\"\")","v":""},{"$f":"IF($B112<>\"\",IF(INDIRECT(\"Measures!\"&U$99&$B112)<>\"\",INDIRECT(\"Measures!\"&U$99&$B112),\"\"),\"\")","v":""},{"$f":"IF($B112<>\"\",IF(INDIRECT(\"Measures!\"&V$99&$B112)<>\"\",INDIRECT(\"Measures!\"&V$99&$B112),\"\"),\"\")","v":""},{"$f":"IF($B112<>\"\",IF(INDIRECT(\"Measures!\"&W$99&$B112)<>\"\",INDIRECT(\"Measures!\"&W$99&$B112),\"\"),\"\")","v":""},{"$f":"IF($B112<>\"\",IF(INDIRECT(\"Measures!\"&X$99&$B112)<>\"\",INDIRECT(\"Measures!\"&X$99&$B112),\"\"),\"\")","v":""},{"$f":"IF($B112<>\"\",IF(INDIRECT(\"Measures!\"&Y$99&$B112)<>\"\",INDIRECT(\"Measures!\"&Y$99&$B112),\"\"),\"\")","v":""},{"$f":"IF($B112<>\"\",IF(INDIRECT(\"Measures!\"&Z$99&$B112)<>\"\",INDIRECT(\"Measures!\"&Z$99&$B112),\"\"),\"\")","v":""},{"$f":"IF($B112<>\"\",IF(INDIRECT(\"Measures!\"&AA$99&$B112)<>\"\",INDIRECT(\"Measures!\"&AA$99&$B112),\"\"),\"\")","v":""},{"$f":"IF($B112<>\"\",IF(INDIRECT(\"Measures!\"&AB$99&$B112)<>\"\",INDIRECT(\"Measures!\"&AB$99&$B112),\"\"),\"\")","v":""},{"$f":"IF($B112<>\"\",IF(INDIRECT(\"Measures!\"&AC$99&$B112)<>\"\",INDIRECT(\"Measures!\"&AC$99&$B112),\"\"),\"\")","v":""},{"$f":"IF($B112<>\"\",IF(INDIRECT(\"Measures!\"&AD$99&$B112)<>\"\",INDIRECT(\"Measures!\"&AD$99&$B112),\"\"),\"\")","v":""},{"$f":"IF($B112<>\"\",IF(INDIRECT(\"Measures!\"&AE$99&$B112)<>\"\",INDIRECT(\"Measures!\"&AE$99&$B112),\"\"),\"\")","v":""},{"$f":"IF($B112<>\"\",IF(INDIRECT(\"Measures!\"&AF$99&$B112)<>\"\",INDIRECT(\"Measures!\"&AF$99&$B112),\"\"),\"\")","v":""},{"$f":"IF($B112<>\"\",IF(INDIRECT(\"Measures!\"&AG$99&$B112)<>\"\",INDIRECT(\"Measures!\"&AG$99&$B112),\"\"),\"\")","v":""},{"$f":"IF($B112<>\"\",IF(INDIRECT(\"Measures!\"&AH$99&$B112)<>\"\",INDIRECT(\"Measures!\"&AH$99&$B112),\"\"),\"\")","v":""},{"$f":"INDEX('Measure Descriptions'!$A$10:$A$46,MATCH(Map_Elec_Mid[[#This Row],[Measure]],'Measure Descriptions'!$B$10:$B$46,0))","v":""},{"$f":"IF($B112<>\"\",IF(VLOOKUP(Map_Elec_Mid[[#This Row],[Measure]],'Measure Descriptions'!$B$10:$H$46,AJ$99,FALSE)<>\"\",VLOOKUP(Map_Elec_Mid[[#This Row],[Measure]],'Measure Descriptions'!$B$10:$H$46,AJ$99,FALSE),\"\"),\"\")","v":""},{"$f":"IF($B112<>\"\",IF(VLOOKUP(Map_Elec_Mid[[#This Row],[Measure]],'Measure Descriptions'!$B$10:$H$46,AK$99,FALSE)<>\"\",VLOOKUP(Map_Elec_Mid[[#This Row],[Measure]],'Measure Descriptions'!$B$10:$H$46,AK$99,FALSE),\"\"),\"\")","v":""},{"$f":"IF($B112<>\"\",IF(VLOOKUP(Map_Elec_Mid[[#This Row],[Measure]],'Measure Descriptions'!$B$10:$H$46,AL$99,FALSE)<>\"\",VLOOKUP(Map_Elec_Mid[[#This Row],[Measure]],'Measure Descriptions'!$B$10:$H$46,AL$99,FALSE),\"\"),\"\")","v":""},{"$f":"IF($B112<>\"\",IF(VLOOKUP(Map_Elec_Mid[[#This Row],[Measure]],'Measure Descriptions'!$B$10:$H$46,AM$99,FALSE)<>\"\",VLOOKUP(Map_Elec_Mid[[#This Row],[Measure]],'Measure Descriptions'!$B$10:$H$46,AM$99,FALSE),\"\"),\"\")","v":""},{"$f":"IF($B112<>\"\",IF(VLOOKUP(Map_Elec_Mid[[#This Row],[Measure]],'Measure Descriptions'!$B$10:$H$46,AN$99,FALSE)<>\"\",VLOOKUP(Map_Elec_Mid[[#This Row],[Measure]],'Measure Descriptions'!$B$10:$H$46,AN$99,FALSE),\"\"),\"\")","v":""},{"$f":"IF($B112<>\"\",IF(VLOOKUP(Map_Elec_Mid[[#This Row],[Measure]],'Measure Descriptions'!$B$10:$H$46,AO$99,FALSE)<>\"\",VLOOKUP(Map_Elec_Mid[[#This Row],[Measure]],'Measure Descriptions'!$B$10:$H$46,AO$99,FALSE),\"\"),\"\")","v":""},{"$f":"IF($B112<>\"\",IF(INDIRECT(\"Measures!\"&AP$99&$B112)<>\"\",INDIRECT(\"Measures!\"&AP$99&$B112),\"\"),\"\")","v":""},null,null,null,null,null,null,null,null,null,null,null,"","",{"$f":"IF($BA112<>\"\",IF(INDIRECT(\"Measures!\"&BD$99&$BA112)<>\"\",INDIRECT(\"Measures!\"&BD$99&$BA112),\"\"),\"\")","v":""},{"$f":"IF($BA112<>\"\",IF(INDIRECT(\"Measures!\"&BE$99&$BA112)<>\"\",INDIRECT(\"Measures!\"&BE$99&$BA112),\"\"),\"\")","v":""},{"$f":"IF($BA112<>\"\",IF(INDIRECT(\"Measures!\"&BF$99&$BA112)<>\"\",INDIRECT(\"Measures!\"&BF$99&$BA112),\"\"),\"\")","v":""},{"$f":"IF($BA112<>\"\",IF(INDIRECT(\"Measures!\"&BG$99&$BA112)<>\"\",INDIRECT(\"Measures!\"&BG$99&$BA112),\"\"),\"\")","v":""},{"$f":"IF($BA112<>\"\",IF(INDIRECT(\"Measures!\"&BH$99&$BA112)<>\"\",INDIRECT(\"Measures!\"&BH$99&$BA112),\"\"),\"\")","v":""},{"$f":"IF($BA112<>\"\",IF(INDIRECT(\"Measures!\"&BI$99&$BA112)<>\"\",INDIRECT(\"Measures!\"&BI$99&$BA112),\"\"),\"\")","v":""},{"$f":"IF($BA112<>\"\",IF(INDIRECT(\"Measures!\"&BJ$99&$BA112)<>\"\",INDIRECT(\"Measures!\"&BJ$99&$BA112),\"\"),\"\")","v":""},{"$f":"IF($BA112<>\"\",IF(INDIRECT(\"Measures!\"&BK$99&$BA112)<>\"\",INDIRECT(\"Measures!\"&BK$99&$BA112),\"\"),\"\")","v":""},{"$f":"IF($BA112<>\"\",IF(INDIRECT(\"Measures!\"&BL$99&$BA112)<>\"\",INDIRECT(\"Measures!\"&BL$99&$BA112),\"\"),\"\")","v":""},{"$f":"IF($BA112<>\"\",IF(INDIRECT(\"Measures!\"&BM$99&$BA112)<>\"\",INDIRECT(\"Measures!\"&BM$99&$BA112),\"\"),\"\")","v":""},{"$f":"IF($BA112<>\"\",IF(INDIRECT(\"Measures!\"&BN$99&$BA112)<>\"\",INDIRECT(\"Measures!\"&BN$99&$BA112),\"\"),\"\")","v":""},{"$f":"IF($BA112<>\"\",IF(INDIRECT(\"Measures!\"&BO$99&$BA112)<>\"\",INDIRECT(\"Measures!\"&BO$99&$BA112),\"\"),\"\")","v":""},{"$f":"IF($BA112<>\"\",IF(INDIRECT(\"Measures!\"&BP$99&$BA112)<>\"\",INDIRECT(\"Measures!\"&BP$99&$BA112),\"\"),\"\")","v":""},{"$f":"IF($BA112<>\"\",IF(INDIRECT(\"Measures!\"&BQ$99&$BA112)<>\"\",INDIRECT(\"Measures!\"&BQ$99&$BA112),\"\"),\"\")","v":""},{"$f":"IF($BA112<>\"\",IF(INDIRECT(\"Measures!\"&BR$99&$BA112)<>\"\",INDIRECT(\"Measures!\"&BR$99&$BA112),\"\"),\"\")","v":""},{"$f":"IF($BA112<>\"\",IF(INDIRECT(\"Measures!\"&BS$99&$BA112)<>\"\",INDIRECT(\"Measures!\"&BS$99&$BA112),\"\"),\"\")","v":""},{"$f":"IF($BA112<>\"\",IF(INDIRECT(\"Measures!\"&BT$99&$BA112)<>\"\",INDIRECT(\"Measures!\"&BT$99&$BA112),\"\"),\"\")","v":""},{"$f":"IF($BA112<>\"\",IF(INDIRECT(\"Measures!\"&BU$99&$BA112)<>\"\",INDIRECT(\"Measures!\"&BU$99&$BA112),\"\"),\"\")","v":""},{"$f":"IF($BA112<>\"\",IF(INDIRECT(\"Measures!\"&BV$99&$BA112)<>\"\",INDIRECT(\"Measures!\"&BV$99&$BA112),\"\"),\"\")","v":""},{"$f":"IF($BA112<>\"\",IF(INDIRECT(\"Measures!\"&BW$99&$BA112)<>\"\",INDIRECT(\"Measures!\"&BW$99&$BA112),\"\"),\"\")","v":""},{"$f":"IF($BA112<>\"\",IF(INDIRECT(\"Measures!\"&BX$99&$BA112)<>\"\",INDIRECT(\"Measures!\"&BX$99&$BA112),\"\"),\"\")","v":""},{"$f":"IF($BA112<>\"\",IF(INDIRECT(\"Measures!\"&BY$99&$BA112)<>\"\",INDIRECT(\"Measures!\"&BY$99&$BA112),\"\"),\"\")","v":""},{"$f":"IF($BA112<>\"\",IF(INDIRECT(\"Measures!\"&BZ$99&$BA112)<>\"\",INDIRECT(\"Measures!\"&BZ$99&$BA112),\"\"),\"\")","v":""},{"$f":"IF($BA112<>\"\",IF(INDIRECT(\"Measures!\"&CA$99&$BA112)<>\"\",INDIRECT(\"Measures!\"&CA$99&$BA112),\"\"),\"\")","v":""},{"$f":"IF($BA112<>\"\",IF(INDIRECT(\"Measures!\"&CB$99&$BA112)<>\"\",INDIRECT(\"Measures!\"&CB$99&$BA112),\"\"),\"\")","v":""},{"$f":"IF($BA112<>\"\",IF(INDIRECT(\"Measures!\"&CC$99&$BA112)<>\"\",INDIRECT(\"Measures!\"&CC$99&$BA112),\"\"),\"\")","v":""},{"$f":"IF($BA112<>\"\",IF(INDIRECT(\"Measures!\"&CD$99&$BA112)<>\"\",INDIRECT(\"Measures!\"&CD$99&$BA112),\"\"),\"\")","v":""},{"$f":"IF($BA112<>\"\",IF(INDIRECT(\"Measures!\"&CE$99&$BA112)<>\"\",INDIRECT(\"Measures!\"&CE$99&$BA112),\"\"),\"\")","v":""},{"$f":"IF($BA112<>\"\",IF(INDIRECT(\"Measures!\"&CF$99&$BA112)<>\"\",INDIRECT(\"Measures!\"&CF$99&$BA112),\"\"),\"\")","v":""},{"$f":"IF($BA112<>\"\",IF(INDIRECT(\"Measures!\"&CG$99&$BA112)<>\"\",INDIRECT(\"Measures!\"&CG$99&$BA112),\"\"),\"\")","v":""},{"$f":"INDEX('Measure Descriptions'!$A$10:$A$46,MATCH(Map_Gas_Mid[[#This Row],[Measure]],'Measure Descriptions'!$B$10:$B$46,0))","v":""},{"$f":"IF($BA112<>\"\",IF(VLOOKUP(Map_Gas_Mid[[#This Row],[Measure]],'Measure Descriptions'!$B$10:$H$46,CI$99,FALSE)<>\"\",VLOOKUP(Map_Gas_Mid[[#This Row],[Measure]],'Measure Descriptions'!$B$10:$H$46,CI$99,FALSE),\"\"),\"\")","v":""},{"$f":"IF($BA112<>\"\",IF(VLOOKUP(Map_Gas_Mid[[#This Row],[Measure]],'Measure Descriptions'!$B$10:$H$46,CJ$99,FALSE)<>\"\",VLOOKUP(Map_Gas_Mid[[#This Row],[Measure]],'Measure Descriptions'!$B$10:$H$46,CJ$99,FALSE),\"\"),\"\")","v":""},{"$f":"IF($BA112<>\"\",IF(VLOOKUP(Map_Gas_Mid[[#This Row],[Measure]],'Measure Descriptions'!$B$10:$H$46,CK$99,FALSE)<>\"\",VLOOKUP(Map_Gas_Mid[[#This Row],[Measure]],'Measure Descriptions'!$B$10:$H$46,CK$99,FALSE),\"\"),\"\")","v":""},{"$f":"IF($BA112<>\"\",IF(VLOOKUP(Map_Gas_Mid[[#This Row],[Measure]],'Measure Descriptions'!$B$10:$H$46,CL$99,FALSE)<>\"\",VLOOKUP(Map_Gas_Mid[[#This Row],[Measure]],'Measure Descriptions'!$B$10:$H$46,CL$99,FALSE),\"\"),\"\")","v":""},{"$f":"IF($BA112<>\"\",IF(VLOOKUP(Map_Gas_Mid[[#This Row],[Measure]],'Measure Descriptions'!$B$10:$H$46,CM$99,FALSE)<>\"\",VLOOKUP(Map_Gas_Mid[[#This Row],[Measure]],'Measure Descriptions'!$B$10:$H$46,CM$99,FALSE),\"\"),\"\")","v":""},{"$f":"IF($BA112<>\"\",IF(VLOOKUP(Map_Gas_Mid[[#This Row],[Measure]],'Measure Descriptions'!$B$10:$H$46,CN$99,FALSE)<>\"\",VLOOKUP(Map_Gas_Mid[[#This Row],[Measure]],'Measure Descriptions'!$B$10:$H$46,CN$99,FALSE),\"\"),\"\")","v":""},{"$f":"IF($BA112<>\"\",IF(INDIRECT(\"Measures!\"&CO$99&$BA112)<>\"\",INDIRECT(\"Measures!\"&CO$99&$BA112),\"\"),\"\")","v":""}]
[null,null,"","",{"$f":"IF($B113<>\"\",IF(INDIRECT(\"Measures!\"&E$99&$B113)<>\"\",INDIRECT(\"Measures!\"&E$99&$B113),\"\"),\"\")","v":""},{"$f":"IF($B113<>\"\",IF(INDIRECT(\"Measures!\"&F$99&$B113)<>\"\",INDIRECT(\"Measures!\"&F$99&$B113),\"\"),\"\")","v":""},{"$f":"IF($B113<>\"\",IF(INDIRECT(\"Measures!\"&G$99&$B113)<>\"\",INDIRECT(\"Measures!\"&G$99&$B113),\"\"),\"\")","v":""},{"$f":"IF($B113<>\"\",IF(INDIRECT(\"Measures!\"&H$99&$B113)<>\"\",INDIRECT(\"Measures!\"&H$99&$B113),\"\"),\"\")","v":""},{"$f":"IF($B113<>\"\",IF(INDIRECT(\"Measures!\"&I$99&$B113)<>\"\",INDIRECT(\"Measures!\"&I$99&$B113),\"\"),\"\")","v":""},{"$f":"IF($B113<>\"\",IF(INDIRECT(\"Measures!\"&J$99&$B113)<>\"\",INDIRECT(\"Measures!\"&J$99&$B113),\"\"),\"\")","v":""},{"$f":"IF($B113<>\"\",IF(INDIRECT(\"Measures!\"&K$99&$B113)<>\"\",INDIRECT(\"Measures!\"&K$99&$B113),\"\"),\"\")","v":""},{"$f":"IF($B113<>\"\",IF(INDIRECT(\"Measures!\"&L$99&$B113)<>\"\",INDIRECT(\"Measures!\"&L$99&$B113),\"\"),\"\")","v":""},{"$f":"IF($B113<>\"\",IF(INDIRECT(\"Measures!\"&M$99&$B113)<>\"\",INDIRECT(\"Measures!\"&M$99&$B113),\"\"),\"\")","v":""},{"$f":"IF($B113<>\"\",IF(INDIRECT(\"Measures!\"&N$99&$B113)<>\"\",INDIRECT(\"Measures!\"&N$99&$B113),\"\"),\"\")","v":""},{"$f":"IF($B113<>\"\",IF(INDIRECT(\"Measures!\"&O$99&$B113)<>\"\",INDIRECT(\"Measures!\"&O$99&$B113),\"\"),\"\")","v":""},{"$f":"IF($B113<>\"\",IF(INDIRECT(\"Measures!\"&P$99&$B113)<>\"\",INDIRECT(\"Measures!\"&P$99&$B113),\"\"),\"\")","v":""},{"$f":"IF($B113<>\"\",IF(INDIRECT(\"Measures!\"&Q$99&$B113)<>\"\",INDIRECT(\"Measures!\"&Q$99&$B113),\"\"),\"\")","v":""},{"$f":"IF($B113<>\"\",IF(INDIRECT(\"Measures!\"&R$99&$B113)<>\"\",INDIRECT(\"Measures!\"&R$99&$B113),\"\"),\"\")","v":""},{"$f":"IF($B113<>\"\",IF(INDIRECT(\"Measures!\"&S$99&$B113)<>\"\",INDIRECT(\"Measures!\"&S$99&$B113),\"\"),\"\")","v":""},{"$f":"IF($B113<>\"\",IF(INDIRECT(\"Measures!\"&T$99&$B113)<>\"\",INDIRECT(\"Measures!\"&T$99&$B113),\"\"),\"\")","v":""},{"$f":"IF($B113<>\"\",IF(INDIRECT(\"Measures!\"&U$99&$B113)<>\"\",INDIRECT(\"Measures!\"&U$99&$B113),\"\"),\"\")","v":""},{"$f":"IF($B113<>\"\",IF(INDIRECT(\"Measures!\"&V$99&$B113)<>\"\",INDIRECT(\"Measures!\"&V$99&$B113),\"\"),\"\")","v":""},{"$f":"IF($B113<>\"\",IF(INDIRECT(\"Measures!\"&W$99&$B113)<>\"\",INDIRECT(\"Measures!\"&W$99&$B113),\"\"),\"\")","v":""},{"$f":"IF($B113<>\"\",IF(INDIRECT(\"Measures!\"&X$99&$B113)<>\"\",INDIRECT(\"Measures!\"&X$99&$B113),\"\"),\"\")","v":""},{"$f":"IF($B113<>\"\",IF(INDIRECT(\"Measures!\"&Y$99&$B113)<>\"\",INDIRECT(\"Measures!\"&Y$99&$B113),\"\"),\"\")","v":""},{"$f":"IF($B113<>\"\",IF(INDIRECT(\"Measures!\"&Z$99&$B113)<>\"\",INDIRECT(\"Measures!\"&Z$99&$B113),\"\"),\"\")","v":""},{"$f":"IF($B113<>\"\",IF(INDIRECT(\"Measures!\"&AA$99&$B113)<>\"\",INDIRECT(\"Measures!\"&AA$99&$B113),\"\"),\"\")","v":""},{"$f":"IF($B113<>\"\",IF(INDIRECT(\"Measures!\"&AB$99&$B113)<>\"\",INDIRECT(\"Measures!\"&AB$99&$B113),\"\"),\"\")","v":""},{"$f":"IF($B113<>\"\",IF(INDIRECT(\"Measures!\"&AC$99&$B113)<>\"\",INDIRECT(\"Measures!\"&AC$99&$B113),\"\"),\"\")","v":""},{"$f":"IF($B113<>\"\",IF(INDIRECT(\"Measures!\"&AD$99&$B113)<>\"\",INDIRECT(\"Measures!\"&AD$99&$B113),\"\"),\"\")","v":""},{"$f":"IF($B113<>\"\",IF(INDIRECT(\"Measures!\"&AE$99&$B113)<>\"\",INDIRECT(\"Measures!\"&AE$99&$B113),\"\"),\"\")","v":""},{"$f":"IF($B113<>\"\",IF(INDIRECT(\"Measures!\"&AF$99&$B113)<>\"\",INDIRECT(\"Measures!\"&AF$99&$B113),\"\"),\"\")","v":""},{"$f":"IF($B113<>\"\",IF(INDIRECT(\"Measures!\"&AG$99&$B113)<>\"\",INDIRECT(\"Measures!\"&AG$99&$B113),\"\"),\"\")","v":""},{"$f":"IF($B113<>\"\",IF(INDIRECT(\"Measures!\"&AH$99&$B113)<>\"\",INDIRECT(\"Measures!\"&AH$99&$B113),\"\"),\"\")","v":""},{"$f":"INDEX('Measure Descriptions'!$A$10:$A$46,MATCH(Map_Elec_Mid[[#This Row],[Measure]],'Measure Descriptions'!$B$10:$B$46,0))","v":""},{"$f":"IF($B113<>\"\",IF(VLOOKUP(Map_Elec_Mid[[#This Row],[Measure]],'Measure Descriptions'!$B$10:$H$46,AJ$99,FALSE)<>\"\",VLOOKUP(Map_Elec_Mid[[#This Row],[Measure]],'Measure Descriptions'!$B$10:$H$46,AJ$99,FALSE),\"\"),\"\")","v":""},{"$f":"IF($B113<>\"\",IF(VLOOKUP(Map_Elec_Mid[[#This Row],[Measure]],'Measure Descriptions'!$B$10:$H$46,AK$99,FALSE)<>\"\",VLOOKUP(Map_Elec_Mid[[#This Row],[Measure]],'Measure Descriptions'!$B$10:$H$46,AK$99,FALSE),\"\"),\"\")","v":""},{"$f":"IF($B113<>\"\",IF(VLOOKUP(Map_Elec_Mid[[#This Row],[Measure]],'Measure Descriptions'!$B$10:$H$46,AL$99,FALSE)<>\"\",VLOOKUP(Map_Elec_Mid[[#This Row],[Measure]],'Measure Descriptions'!$B$10:$H$46,AL$99,FALSE),\"\"),\"\")","v":""},{"$f":"IF($B113<>\"\",IF(VLOOKUP(Map_Elec_Mid[[#This Row],[Measure]],'Measure Descriptions'!$B$10:$H$46,AM$99,FALSE)<>\"\",VLOOKUP(Map_Elec_Mid[[#This Row],[Measure]],'Measure Descriptions'!$B$10:$H$46,AM$99,FALSE),\"\"),\"\")","v":""},{"$f":"IF($B113<>\"\",IF(VLOOKUP(Map_Elec_Mid[[#This Row],[Measure]],'Measure Descriptions'!$B$10:$H$46,AN$99,FALSE)<>\"\",VLOOKUP(Map_Elec_Mid[[#This Row],[Measure]],'Measure Descriptions'!$B$10:$H$46,AN$99,FALSE),\"\"),\"\")","v":""},{"$f":"IF($B113<>\"\",IF(VLOOKUP(Map_Elec_Mid[[#This Row],[Measure]],'Measure Descriptions'!$B$10:$H$46,AO$99,FALSE)<>\"\",VLOOKUP(Map_Elec_Mid[[#This Row],[Measure]],'Measure Descriptions'!$B$10:$H$46,AO$99,FALSE),\"\"),\"\")","v":""},{"$f":"IF($B113<>\"\",IF(INDIRECT(\"Measures!\"&AP$99&$B113)<>\"\",INDIRECT(\"Measures!\"&AP$99&$B113),\"\"),\"\")","v":""},null,null,null,null,null,null,null,null,null,null,null,"","",{"$f":"IF($BA113<>\"\",IF(INDIRECT(\"Measures!\"&BD$99&$BA113)<>\"\",INDIRECT(\"Measures!\"&BD$99&$BA113),\"\"),\"\")","v":""},{"$f":"IF($BA113<>\"\",IF(INDIRECT(\"Measures!\"&BE$99&$BA113)<>\"\",INDIRECT(\"Measures!\"&BE$99&$BA113),\"\"),\"\")","v":""},{"$f":"IF($BA113<>\"\",IF(INDIRECT(\"Measures!\"&BF$99&$BA113)<>\"\",INDIRECT(\"Measures!\"&BF$99&$BA113),\"\"),\"\")","v":""},{"$f":"IF($BA113<>\"\",IF(INDIRECT(\"Measures!\"&BG$99&$BA113)<>\"\",INDIRECT(\"Measures!\"&BG$99&$BA113),\"\"),\"\")","v":""},{"$f":"IF($BA113<>\"\",IF(INDIRECT(\"Measures!\"&BH$99&$BA113)<>\"\",INDIRECT(\"Measures!\"&BH$99&$BA113),\"\"),\"\")","v":""},{"$f":"IF($BA113<>\"\",IF(INDIRECT(\"Measures!\"&BI$99&$BA113)<>\"\",INDIRECT(\"Measures!\"&BI$99&$BA113),\"\"),\"\")","v":""},{"$f":"IF($BA113<>\"\",IF(INDIRECT(\"Measures!\"&BJ$99&$BA113)<>\"\",INDIRECT(\"Measures!\"&BJ$99&$BA113),\"\"),\"\")","v":""},{"$f":"IF($BA113<>\"\",IF(INDIRECT(\"Measures!\"&BK$99&$BA113)<>\"\",INDIRECT(\"Measures!\"&BK$99&$BA113),\"\"),\"\")","v":""},{"$f":"IF($BA113<>\"\",IF(INDIRECT(\"Measures!\"&BL$99&$BA113)<>\"\",INDIRECT(\"Measures!\"&BL$99&$BA113),\"\"),\"\")","v":""},{"$f":"IF($BA113<>\"\",IF(INDIRECT(\"Measures!\"&BM$99&$BA113)<>\"\",INDIRECT(\"Measures!\"&BM$99&$BA113),\"\"),\"\")","v":""},{"$f":"IF($BA113<>\"\",IF(INDIRECT(\"Measures!\"&BN$99&$BA113)<>\"\",INDIRECT(\"Measures!\"&BN$99&$BA113),\"\"),\"\")","v":""},{"$f":"IF($BA113<>\"\",IF(INDIRECT(\"Measures!\"&BO$99&$BA113)<>\"\",INDIRECT(\"Measures!\"&BO$99&$BA113),\"\"),\"\")","v":""},{"$f":"IF($BA113<>\"\",IF(INDIRECT(\"Measures!\"&BP$99&$BA113)<>\"\",INDIRECT(\"Measures!\"&BP$99&$BA113),\"\"),\"\")","v":""},{"$f":"IF($BA113<>\"\",IF(INDIRECT(\"Measures!\"&BQ$99&$BA113)<>\"\",INDIRECT(\"Measures!\"&BQ$99&$BA113),\"\"),\"\")","v":""},{"$f":"IF($BA113<>\"\",IF(INDIRECT(\"Measures!\"&BR$99&$BA113)<>\"\",INDIRECT(\"Measures!\"&BR$99&$BA113),\"\"),\"\")","v":""},{"$f":"IF($BA113<>\"\",IF(INDIRECT(\"Measures!\"&BS$99&$BA113)<>\"\",INDIRECT(\"Measures!\"&BS$99&$BA113),\"\"),\"\")","v":""},{"$f":"IF($BA113<>\"\",IF(INDIRECT(\"Measures!\"&BT$99&$BA113)<>\"\",INDIRECT(\"Measures!\"&BT$99&$BA113),\"\"),\"\")","v":""},{"$f":"IF($BA113<>\"\",IF(INDIRECT(\"Measures!\"&BU$99&$BA113)<>\"\",INDIRECT(\"Measures!\"&BU$99&$BA113),\"\"),\"\")","v":""},{"$f":"IF($BA113<>\"\",IF(INDIRECT(\"Measures!\"&BV$99&$BA113)<>\"\",INDIRECT(\"Measures!\"&BV$99&$BA113),\"\"),\"\")","v":""},{"$f":"IF($BA113<>\"\",IF(INDIRECT(\"Measures!\"&BW$99&$BA113)<>\"\",INDIRECT(\"Measures!\"&BW$99&$BA113),\"\"),\"\")","v":""},{"$f":"IF($BA113<>\"\",IF(INDIRECT(\"Measures!\"&BX$99&$BA113)<>\"\",INDIRECT(\"Measures!\"&BX$99&$BA113),\"\"),\"\")","v":""},{"$f":"IF($BA113<>\"\",IF(INDIRECT(\"Measures!\"&BY$99&$BA113)<>\"\",INDIRECT(\"Measures!\"&BY$99&$BA113),\"\"),\"\")","v":""},{"$f":"IF($BA113<>\"\",IF(INDIRECT(\"Measures!\"&BZ$99&$BA113)<>\"\",INDIRECT(\"Measures!\"&BZ$99&$BA113),\"\"),\"\")","v":""},{"$f":"IF($BA113<>\"\",IF(INDIRECT(\"Measures!\"&CA$99&$BA113)<>\"\",INDIRECT(\"Measures!\"&CA$99&$BA113),\"\"),\"\")","v":""},{"$f":"IF($BA113<>\"\",IF(INDIRECT(\"Measures!\"&CB$99&$BA113)<>\"\",INDIRECT(\"Measures!\"&CB$99&$BA113),\"\"),\"\")","v":""},{"$f":"IF($BA113<>\"\",IF(INDIRECT(\"Measures!\"&CC$99&$BA113)<>\"\",INDIRECT(\"Measures!\"&CC$99&$BA113),\"\"),\"\")","v":""},{"$f":"IF($BA113<>\"\",IF(INDIRECT(\"Measures!\"&CD$99&$BA113)<>\"\",INDIRECT(\"Measures!\"&CD$99&$BA113),\"\"),\"\")","v":""},{"$f":"IF($BA113<>\"\",IF(INDIRECT(\"Measures!\"&CE$99&$BA113)<>\"\",INDIRECT(\"Measures!\"&CE$99&$BA113),\"\"),\"\")","v":""},{"$f":"IF($BA113<>\"\",IF(INDIRECT(\"Measures!\"&CF$99&$BA113)<>\"\",INDIRECT(\"Measures!\"&CF$99&$BA113),\"\"),\"\")","v":""},{"$f":"IF($BA113<>\"\",IF(INDIRECT(\"Measures!\"&CG$99&$BA113)<>\"\",INDIRECT(\"Measures!\"&CG$99&$BA113),\"\"),\"\")","v":""},{"$f":"INDEX('Measure Descriptions'!$A$10:$A$46,MATCH(Map_Gas_Mid[[#This Row],[Measure]],'Measure Descriptions'!$B$10:$B$46,0))","v":""},{"$f":"IF($BA113<>\"\",IF(VLOOKUP(Map_Gas_Mid[[#This Row],[Measure]],'Measure Descriptions'!$B$10:$H$46,CI$99,FALSE)<>\"\",VLOOKUP(Map_Gas_Mid[[#This Row],[Measure]],'Measure Descriptions'!$B$10:$H$46,CI$99,FALSE),\"\"),\"\")","v":""},{"$f":"IF($BA113<>\"\",IF(VLOOKUP(Map_Gas_Mid[[#This Row],[Measure]],'Measure Descriptions'!$B$10:$H$46,CJ$99,FALSE)<>\"\",VLOOKUP(Map_Gas_Mid[[#This Row],[Measure]],'Measure Descriptions'!$B$10:$H$46,CJ$99,FALSE),\"\"),\"\")","v":""},{"$f":"IF($BA113<>\"\",IF(VLOOKUP(Map_Gas_Mid[[#This Row],[Measure]],'Measure Descriptions'!$B$10:$H$46,CK$99,FALSE)<>\"\",VLOOKUP(Map_Gas_Mid[[#This Row],[Measure]],'Measure Descriptions'!$B$10:$H$46,CK$99,FALSE),\"\"),\"\")","v":""},{"$f":"IF($BA113<>\"\",IF(VLOOKUP(Map_Gas_Mid[[#This Row],[Measure]],'Measure Descriptions'!$B$10:$H$46,CL$99,FALSE)<>\"\",VLOOKUP(Map_Gas_Mid[[#This Row],[Measure]],'Measure Descriptions'!$B$10:$H$46,CL$99,FALSE),\"\"),\"\")","v":""},{"$f":"IF($BA113<>\"\",IF(VLOOKUP(Map_Gas_Mid[[#This Row],[Measure]],'Measure Descriptions'!$B$10:$H$46,CM$99,FALSE)<>\"\",VLOOKUP(Map_Gas_Mid[[#This Row],[Measure]],'Measure Descriptions'!$B$10:$H$46,CM$99,FALSE),\"\"),\"\")","v":""},{"$f":"IF($BA113<>\"\",IF(VLOOKUP(Map_Gas_Mid[[#This Row],[Measure]],'Measure Descriptions'!$B$10:$H$46,CN$99,FALSE)<>\"\",VLOOKUP(Map_Gas_Mid[[#This Row],[Measure]],'Measure Descriptions'!$B$10:$H$46,CN$99,FALSE),\"\"),\"\")","v":""},{"$f":"IF($BA113<>\"\",IF(INDIRECT(\"Measures!\"&CO$99&$BA113)<>\"\",INDIRECT(\"Measures!\"&CO$99&$BA113),\"\"),\"\")","v":""}]
[null,null,"","",{"$f":"IF($B114<>\"\",IF(INDIRECT(\"Measures!\"&E$99&$B114)<>\"\",INDIRECT(\"Measures!\"&E$99&$B114),\"\"),\"\")","v":""},{"$f":"IF($B114<>\"\",IF(INDIRECT(\"Measures!\"&F$99&$B114)<>\"\",INDIRECT(\"Measures!\"&F$99&$B114),\"\"),\"\")","v":""},{"$f":"IF($B114<>\"\",IF(INDIRECT(\"Measures!\"&G$99&$B114)<>\"\",INDIRECT(\"Measures!\"&G$99&$B114),\"\"),\"\")","v":""},{"$f":"IF($B114<>\"\",IF(INDIRECT(\"Measures!\"&H$99&$B114)<>\"\",INDIRECT(\"Measures!\"&H$99&$B114),\"\"),\"\")","v":""},{"$f":"IF($B114<>\"\",IF(INDIRECT(\"Measures!\"&I$99&$B114)<>\"\",INDIRECT(\"Measures!\"&I$99&$B114),\"\"),\"\")","v":""},{"$f":"IF($B114<>\"\",IF(INDIRECT(\"Measures!\"&J$99&$B114)<>\"\",INDIRECT(\"Measures!\"&J$99&$B114),\"\"),\"\")","v":""},{"$f":"IF($B114<>\"\",IF(INDIRECT(\"Measures!\"&K$99&$B114)<>\"\",INDIRECT(\"Measures!\"&K$99&$B114),\"\"),\"\")","v":""},{"$f":"IF($B114<>\"\",IF(INDIRECT(\"Measures!\"&L$99&$B114)<>\"\",INDIRECT(\"Measures!\"&L$99&$B114),\"\"),\"\")","v":""},{"$f":"IF($B114<>\"\",IF(INDIRECT(\"Measures!\"&M$99&$B114)<>\"\",INDIRECT(\"Measures!\"&M$99&$B114),\"\"),\"\")","v":""},{"$f":"IF($B114<>\"\",IF(INDIRECT(\"Measures!\"&N$99&$B114)<>\"\",INDIRECT(\"Measures!\"&N$99&$B114),\"\"),\"\")","v":""},{"$f":"IF($B114<>\"\",IF(INDIRECT(\"Measures!\"&O$99&$B114)<>\"\",INDIRECT(\"Measures!\"&O$99&$B114),\"\"),\"\")","v":""},{"$f":"IF($B114<>\"\",IF(INDIRECT(\"Measures!\"&P$99&$B114)<>\"\",INDIRECT(\"Measures!\"&P$99&$B114),\"\"),\"\")","v":""},{"$f":"IF($B114<>\"\",IF(INDIRECT(\"Measures!\"&Q$99&$B114)<>\"\",INDIRECT(\"Measures!\"&Q$99&$B114),\"\"),\"\")","v":""},{"$f":"IF($B114<>\"\",IF(INDIRECT(\"Measures!\"&R$99&$B114)<>\"\",INDIRECT(\"Measures!\"&R$99&$B114),\"\"),\"\")","v":""},{"$f":"IF($B114<>\"\",IF(INDIRECT(\"Measures!\"&S$99&$B114)<>\"\",INDIRECT(\"Measures!\"&S$99&$B114),\"\"),\"\")","v":""},{"$f":"IF($B114<>\"\",IF(INDIRECT(\"Measures!\"&T$99&$B114)<>\"\",INDIRECT(\"Measures!\"&T$99&$B114),\"\"),\"\")","v":""},{"$f":"IF($B114<>\"\",IF(INDIRECT(\"Measures!\"&U$99&$B114)<>\"\",INDIRECT(\"Measures!\"&U$99&$B114),\"\"),\"\")","v":""},{"$f":"IF($B114<>\"\",IF(INDIRECT(\"Measures!\"&V$99&$B114)<>\"\",INDIRECT(\"Measures!\"&V$99&$B114),\"\"),\"\")","v":""},{"$f":"IF($B114<>\"\",IF(INDIRECT(\"Measures!\"&W$99&$B114)<>\"\",INDIRECT(\"Measures!\"&W$99&$B114),\"\"),\"\")","v":""},{"$f":"IF($B114<>\"\",IF(INDIRECT(\"Measures!\"&X$99&$B114)<>\"\",INDIRECT(\"Measures!\"&X$99&$B114),\"\"),\"\")","v":""},{"$f":"IF($B114<>\"\",IF(INDIRECT(\"Measures!\"&Y$99&$B114)<>\"\",INDIRECT(\"Measures!\"&Y$99&$B114),\"\"),\"\")","v":""},{"$f":"IF($B114<>\"\",IF(INDIRECT(\"Measures!\"&Z$99&$B114)<>\"\",INDIRECT(\"Measures!\"&Z$99&$B114),\"\"),\"\")","v":""},{"$f":"IF($B114<>\"\",IF(INDIRECT(\"Measures!\"&AA$99&$B114)<>\"\",INDIRECT(\"Measures!\"&AA$99&$B114),\"\"),\"\")","v":""},{"$f":"IF($B114<>\"\",IF(INDIRECT(\"Measures!\"&AB$99&$B114)<>\"\",INDIRECT(\"Measures!\"&AB$99&$B114),\"\"),\"\")","v":""},{"$f":"IF($B114<>\"\",IF(INDIRECT(\"Measures!\"&AC$99&$B114)<>\"\",INDIRECT(\"Measures!\"&AC$99&$B114),\"\"),\"\")","v":""},{"$f":"IF($B114<>\"\",IF(INDIRECT(\"Measures!\"&AD$99&$B114)<>\"\",INDIRECT(\"Measures!\"&AD$99&$B114),\"\"),\"\")","v":""},{"$f":"IF($B114<>\"\",IF(INDIRECT(\"Measures!\"&AE$99&$B114)<>\"\",INDIRECT(\"Measures!\"&AE$99&$B114),\"\"),\"\")","v":""},{"$f":"IF($B114<>\"\",IF(INDIRECT(\"Measures!\"&AF$99&$B114)<>\"\",INDIRECT(\"Measures!\"&AF$99&$B114),\"\"),\"\")","v":""},{"$f":"IF($B114<>\"\",IF(INDIRECT(\"Measures!\"&AG$99&$B114)<>\"\",INDIRECT(\"Measures!\"&AG$99&$B114),\"\"),\"\")","v":""},{"$f":"IF($B114<>\"\",IF(INDIRECT(\"Measures!\"&AH$99&$B114)<>\"\",INDIRECT(\"Measures!\"&AH$99&$B114),\"\"),\"\")","v":""},{"$f":"INDEX('Measure Descriptions'!$A$10:$A$46,MATCH(Map_Elec_Mid[[#This Row],[Measure]],'Measure Descriptions'!$B$10:$B$46,0))","v":""},{"$f":"IF($B114<>\"\",IF(VLOOKUP(Map_Elec_Mid[[#This Row],[Measure]],'Measure Descriptions'!$B$10:$H$46,AJ$99,FALSE)<>\"\",VLOOKUP(Map_Elec_Mid[[#This Row],[Measure]],'Measure Descriptions'!$B$10:$H$46,AJ$99,FALSE),\"\"),\"\")","v":""},{"$f":"IF($B114<>\"\",IF(VLOOKUP(Map_Elec_Mid[[#This Row],[Measure]],'Measure Descriptions'!$B$10:$H$46,AK$99,FALSE)<>\"\",VLOOKUP(Map_Elec_Mid[[#This Row],[Measure]],'Measure Descriptions'!$B$10:$H$46,AK$99,FALSE),\"\"),\"\")","v":""},{"$f":"IF($B114<>\"\",IF(VLOOKUP(Map_Elec_Mid[[#This Row],[Measure]],'Measure Descriptions'!$B$10:$H$46,AL$99,FALSE)<>\"\",VLOOKUP(Map_Elec_Mid[[#This Row],[Measure]],'Measure Descriptions'!$B$10:$H$46,AL$99,FALSE),\"\"),\"\")","v":""},{"$f":"IF($B114<>\"\",IF(VLOOKUP(Map_Elec_Mid[[#This Row],[Measure]],'Measure Descriptions'!$B$10:$H$46,AM$99,FALSE)<>\"\",VLOOKUP(Map_Elec_Mid[[#This Row],[Measure]],'Measure Descriptions'!$B$10:$H$46,AM$99,FALSE),\"\"),\"\")","v":""},{"$f":"IF($B114<>\"\",IF(VLOOKUP(Map_Elec_Mid[[#This Row],[Measure]],'Measure Descriptions'!$B$10:$H$46,AN$99,FALSE)<>\"\",VLOOKUP(Map_Elec_Mid[[#This Row],[Measure]],'Measure Descriptions'!$B$10:$H$46,AN$99,FALSE),\"\"),\"\")","v":""},{"$f":"IF($B114<>\"\",IF(VLOOKUP(Map_Elec_Mid[[#This Row],[Measure]],'Measure Descriptions'!$B$10:$H$46,AO$99,FALSE)<>\"\",VLOOKUP(Map_Elec_Mid[[#This Row],[Measure]],'Measure Descriptions'!$B$10:$H$46,AO$99,FALSE),\"\"),\"\")","v":""},{"$f":"IF($B114<>\"\",IF(INDIRECT(\"Measures!\"&AP$99&$B114)<>\"\",INDIRECT(\"Measures!\"&AP$99&$B114),\"\"),\"\")","v":""},null,null,null,null,null,null,null,null,null,null,null,"","",{"$f":"IF($BA114<>\"\",IF(INDIRECT(\"Measures!\"&BD$99&$BA114)<>\"\",INDIRECT(\"Measures!\"&BD$99&$BA114),\"\"),\"\")","v":""},{"$f":"IF($BA114<>\"\",IF(INDIRECT(\"Measures!\"&BE$99&$BA114)<>\"\",INDIRECT(\"Measures!\"&BE$99&$BA114),\"\"),\"\")","v":""},{"$f":"IF($BA114<>\"\",IF(INDIRECT(\"Measures!\"&BF$99&$BA114)<>\"\",INDIRECT(\"Measures!\"&BF$99&$BA114),\"\"),\"\")","v":""},{"$f":"IF($BA114<>\"\",IF(INDIRECT(\"Measures!\"&BG$99&$BA114)<>\"\",INDIRECT(\"Measures!\"&BG$99&$BA114),\"\"),\"\")","v":""},{"$f":"IF($BA114<>\"\",IF(INDIRECT(\"Measures!\"&BH$99&$BA114)<>\"\",INDIRECT(\"Measures!\"&BH$99&$BA114),\"\"),\"\")","v":""},{"$f":"IF($BA114<>\"\",IF(INDIRECT(\"Measures!\"&BI$99&$BA114)<>\"\",INDIRECT(\"Measures!\"&BI$99&$BA114),\"\"),\"\")","v":""},{"$f":"IF($BA114<>\"\",IF(INDIRECT(\"Measures!\"&BJ$99&$BA114)<>\"\",INDIRECT(\"Measures!\"&BJ$99&$BA114),\"\"),\"\")","v":""},{"$f":"IF($BA114<>\"\",IF(INDIRECT(\"Measures!\"&BK$99&$BA114)<>\"\",INDIRECT(\"Measures!\"&BK$99&$BA114),\"\"),\"\")","v":""},{"$f":"IF($BA114<>\"\",IF(INDIRECT(\"Measures!\"&BL$99&$BA114)<>\"\",INDIRECT(\"Measures!\"&BL$99&$BA114),\"\"),\"\")","v":""},{"$f":"IF($BA114<>\"\",IF(INDIRECT(\"Measures!\"&BM$99&$BA114)<>\"\",INDIRECT(\"Measures!\"&BM$99&$BA114),\"\"),\"\")","v":""},{"$f":"IF($BA114<>\"\",IF(INDIRECT(\"Measures!\"&BN$99&$BA114)<>\"\",INDIRECT(\"Measures!\"&BN$99&$BA114),\"\"),\"\")","v":""},{"$f":"IF($BA114<>\"\",IF(INDIRECT(\"Measures!\"&BO$99&$BA114)<>\"\",INDIRECT(\"Measures!\"&BO$99&$BA114),\"\"),\"\")","v":""},{"$f":"IF($BA114<>\"\",IF(INDIRECT(\"Measures!\"&BP$99&$BA114)<>\"\",INDIRECT(\"Measures!\"&BP$99&$BA114),\"\"),\"\")","v":""},{"$f":"IF($BA114<>\"\",IF(INDIRECT(\"Measures!\"&BQ$99&$BA114)<>\"\",INDIRECT(\"Measures!\"&BQ$99&$BA114),\"\"),\"\")","v":""},{"$f":"IF($BA114<>\"\",IF(INDIRECT(\"Measures!\"&BR$99&$BA114)<>\"\",INDIRECT(\"Measures!\"&BR$99&$BA114),\"\"),\"\")","v":""},{"$f":"IF($BA114<>\"\",IF(INDIRECT(\"Measures!\"&BS$99&$BA114)<>\"\",INDIRECT(\"Measures!\"&BS$99&$BA114),\"\"),\"\")","v":""},{"$f":"IF($BA114<>\"\",IF(INDIRECT(\"Measures!\"&BT$99&$BA114)<>\"\",INDIRECT(\"Measures!\"&BT$99&$BA114),\"\"),\"\")","v":""},{"$f":"IF($BA114<>\"\",IF(INDIRECT(\"Measures!\"&BU$99&$BA114)<>\"\",INDIRECT(\"Measures!\"&BU$99&$BA114),\"\"),\"\")","v":""},{"$f":"IF($BA114<>\"\",IF(INDIRECT(\"Measures!\"&BV$99&$BA114)<>\"\",INDIRECT(\"Measures!\"&BV$99&$BA114),\"\"),\"\")","v":""},{"$f":"IF($BA114<>\"\",IF(INDIRECT(\"Measures!\"&BW$99&$BA114)<>\"\",INDIRECT(\"Measures!\"&BW$99&$BA114),\"\"),\"\")","v":""},{"$f":"IF($BA114<>\"\",IF(INDIRECT(\"Measures!\"&BX$99&$BA114)<>\"\",INDIRECT(\"Measures!\"&BX$99&$BA114),\"\"),\"\")","v":""},{"$f":"IF($BA114<>\"\",IF(INDIRECT(\"Measures!\"&BY$99&$BA114)<>\"\",INDIRECT(\"Measures!\"&BY$99&$BA114),\"\"),\"\")","v":""},{"$f":"IF($BA114<>\"\",IF(INDIRECT(\"Measures!\"&BZ$99&$BA114)<>\"\",INDIRECT(\"Measures!\"&BZ$99&$BA114),\"\"),\"\")","v":""},{"$f":"IF($BA114<>\"\",IF(INDIRECT(\"Measures!\"&CA$99&$BA114)<>\"\",INDIRECT(\"Measures!\"&CA$99&$BA114),\"\"),\"\")","v":""},{"$f":"IF($BA114<>\"\",IF(INDIRECT(\"Measures!\"&CB$99&$BA114)<>\"\",INDIRECT(\"Measures!\"&CB$99&$BA114),\"\"),\"\")","v":""},{"$f":"IF($BA114<>\"\",IF(INDIRECT(\"Measures!\"&CC$99&$BA114)<>\"\",INDIRECT(\"Measures!\"&CC$99&$BA114),\"\"),\"\")","v":""},{"$f":"IF($BA114<>\"\",IF(INDIRECT(\"Measures!\"&CD$99&$BA114)<>\"\",INDIRECT(\"Measures!\"&CD$99&$BA114),\"\"),\"\")","v":""},{"$f":"IF($BA114<>\"\",IF(INDIRECT(\"Measures!\"&CE$99&$BA114)<>\"\",INDIRECT(\"Measures!\"&CE$99&$BA114),\"\"),\"\")","v":""},{"$f":"IF($BA114<>\"\",IF(INDIRECT(\"Measures!\"&CF$99&$BA114)<>\"\",INDIRECT(\"Measures!\"&CF$99&$BA114),\"\"),\"\")","v":""},{"$f":"IF($BA114<>\"\",IF(INDIRECT(\"Measures!\"&CG$99&$BA114)<>\"\",INDIRECT(\"Measures!\"&CG$99&$BA114),\"\"),\"\")","v":""},{"$f":"INDEX('Measure Descriptions'!$A$10:$A$46,MATCH(Map_Gas_Mid[[#This Row],[Measure]],'Measure Descriptions'!$B$10:$B$46,0))","v":""},{"$f":"IF($BA114<>\"\",IF(VLOOKUP(Map_Gas_Mid[[#This Row],[Measure]],'Measure Descriptions'!$B$10:$H$46,CI$99,FALSE)<>\"\",VLOOKUP(Map_Gas_Mid[[#This Row],[Measure]],'Measure Descriptions'!$B$10:$H$46,CI$99,FALSE),\"\"),\"\")","v":""},{"$f":"IF($BA114<>\"\",IF(VLOOKUP(Map_Gas_Mid[[#This Row],[Measure]],'Measure Descriptions'!$B$10:$H$46,CJ$99,FALSE)<>\"\",VLOOKUP(Map_Gas_Mid[[#This Row],[Measure]],'Measure Descriptions'!$B$10:$H$46,CJ$99,FALSE),\"\"),\"\")","v":""},{"$f":"IF($BA114<>\"\",IF(VLOOKUP(Map_Gas_Mid[[#This Row],[Measure]],'Measure Descriptions'!$B$10:$H$46,CK$99,FALSE)<>\"\",VLOOKUP(Map_Gas_Mid[[#This Row],[Measure]],'Measure Descriptions'!$B$10:$H$46,CK$99,FALSE),\"\"),\"\")","v":""},{"$f":"IF($BA114<>\"\",IF(VLOOKUP(Map_Gas_Mid[[#This Row],[Measure]],'Measure Descriptions'!$B$10:$H$46,CL$99,FALSE)<>\"\",VLOOKUP(Map_Gas_Mid[[#This Row],[Measure]],'Measure Descriptions'!$B$10:$H$46,CL$99,FALSE),\"\"),\"\")","v":""},{"$f":"IF($BA114<>\"\",IF(VLOOKUP(Map_Gas_Mid[[#This Row],[Measure]],'Measure Descriptions'!$B$10:$H$46,CM$99,FALSE)<>\"\",VLOOKUP(Map_Gas_Mid[[#This Row],[Measure]],'Measure Descriptions'!$B$10:$H$46,CM$99,FALSE),\"\"),\"\")","v":""},{"$f":"IF($BA114<>\"\",IF(VLOOKUP(Map_Gas_Mid[[#This Row],[Measure]],'Measure Descriptions'!$B$10:$H$46,CN$99,FALSE)<>\"\",VLOOKUP(Map_Gas_Mid[[#This Row],[Measure]],'Measure Descriptions'!$B$10:$H$46,CN$99,FALSE),\"\"),\"\")","v":""},{"$f":"IF($BA114<>\"\",IF(INDIRECT(\"Measures!\"&CO$99&$BA114)<>\"\",INDIRECT(\"Measures!\"&CO$99&$BA114),\"\"),\"\")","v":""}]
[null,null,"","",{"$f":"IF($B115<>\"\",IF(INDIRECT(\"Measures!\"&E$99&$B115)<>\"\",INDIRECT(\"Measures!\"&E$99&$B115),\"\"),\"\")","v":""},{"$f":"IF($B115<>\"\",IF(INDIRECT(\"Measures!\"&F$99&$B115)<>\"\",INDIRECT(\"Measures!\"&F$99&$B115),\"\"),\"\")","v":""},{"$f":"IF($B115<>\"\",IF(INDIRECT(\"Measures!\"&G$99&$B115)<>\"\",INDIRECT(\"Measures!\"&G$99&$B115),\"\"),\"\")","v":""},{"$f":"IF($B115<>\"\",IF(INDIRECT(\"Measures!\"&H$99&$B115)<>\"\",INDIRECT(\"Measures!\"&H$99&$B115),\"\"),\"\")","v":""},{"$f":"IF($B115<>\"\",IF(INDIRECT(\"Measures!\"&I$99&$B115)<>\"\",INDIRECT(\"Measures!\"&I$99&$B115),\"\"),\"\")","v":""},{"$f":"IF($B115<>\"\",IF(INDIRECT(\"Measures!\"&J$99&$B115)<>\"\",INDIRECT(\"Measures!\"&J$99&$B115),\"\"),\"\")","v":""},{"$f":"IF($B115<>\"\",IF(INDIRECT(\"Measures!\"&K$99&$B115)<>\"\",INDIRECT(\"Measures!\"&K$99&$B115),\"\"),\"\")","v":""},{"$f":"IF($B115<>\"\",IF(INDIRECT(\"Measures!\"&L$99&$B115)<>\"\",INDIRECT(\"Measures!\"&L$99&$B115),\"\"),\"\")","v":""},{"$f":"IF($B115<>\"\",IF(INDIRECT(\"Measures!\"&M$99&$B115)<>\"\",INDIRECT(\"Measures!\"&M$99&$B115),\"\"),\"\")","v":""},{"$f":"IF($B115<>\"\",IF(INDIRECT(\"Measures!\"&N$99&$B115)<>\"\",INDIRECT(\"Measures!\"&N$99&$B115),\"\"),\"\")","v":""},{"$f":"IF($B115<>\"\",IF(INDIRECT(\"Measures!\"&O$99&$B115)<>\"\",INDIRECT(\"Measures!\"&O$99&$B115),\"\"),\"\")","v":""},{"$f":"IF($B115<>\"\",IF(INDIRECT(\"Measures!\"&P$99&$B115)<>\"\",INDIRECT(\"Measures!\"&P$99&$B115),\"\"),\"\")","v":""},{"$f":"IF($B115<>\"\",IF(INDIRECT(\"Measures!\"&Q$99&$B115)<>\"\",INDIRECT(\"Measures!\"&Q$99&$B115),\"\"),\"\")","v":""},{"$f":"IF($B115<>\"\",IF(INDIRECT(\"Measures!\"&R$99&$B115)<>\"\",INDIRECT(\"Measures!\"&R$99&$B115),\"\"),\"\")","v":""},{"$f":"IF($B115<>\"\",IF(INDIRECT(\"Measures!\"&S$99&$B115)<>\"\",INDIRECT(\"Measures!\"&S$99&$B115),\"\"),\"\")","v":""},{"$f":"IF($B115<>\"\",IF(INDIRECT(\"Measures!\"&T$99&$B115)<>\"\",INDIRECT(\"Measures!\"&T$99&$B115),\"\"),\"\")","v":""},{"$f":"IF($B115<>\"\",IF(INDIRECT(\"Measures!\"&U$99&$B115)<>\"\",INDIRECT(\"Measures!\"&U$99&$B115),\"\"),\"\")","v":""},{"$f":"IF($B115<>\"\",IF(INDIRECT(\"Measures!\"&V$99&$B115)<>\"\",INDIRECT(\"Measures!\"&V$99&$B115),\"\"),\"\")","v":""},{"$f":"IF($B115<>\"\",IF(INDIRECT(\"Measures!\"&W$99&$B115)<>\"\",INDIRECT(\"Measures!\"&W$99&$B115),\"\"),\"\")","v":""},{"$f":"IF($B115<>\"\",IF(INDIRECT(\"Measures!\"&X$99&$B115)<>\"\",INDIRECT(\"Measures!\"&X$99&$B115),\"\"),\"\")","v":""},{"$f":"IF($B115<>\"\",IF(INDIRECT(\"Measures!\"&Y$99&$B115)<>\"\",INDIRECT(\"Measures!\"&Y$99&$B115),\"\"),\"\")","v":""},{"$f":"IF($B115<>\"\",IF(INDIRECT(\"Measures!\"&Z$99&$B115)<>\"\",INDIRECT(\"Measures!\"&Z$99&$B115),\"\"),\"\")","v":""},{"$f":"IF($B115<>\"\",IF(INDIRECT(\"Measures!\"&AA$99&$B115)<>\"\",INDIRECT(\"Measures!\"&AA$99&$B115),\"\"),\"\")","v":""},{"$f":"IF($B115<>\"\",IF(INDIRECT(\"Measures!\"&AB$99&$B115)<>\"\",INDIRECT(\"Measures!\"&AB$99&$B115),\"\"),\"\")","v":""},{"$f":"IF($B115<>\"\",IF(INDIRECT(\"Measures!\"&AC$99&$B115)<>\"\",INDIRECT(\"Measures!\"&AC$99&$B115),\"\"),\"\")","v":""},{"$f":"IF($B115<>\"\",IF(INDIRECT(\"Measures!\"&AD$99&$B115)<>\"\",INDIRECT(\"Measures!\"&AD$99&$B115),\"\"),\"\")","v":""},{"$f":"IF($B115<>\"\",IF(INDIRECT(\"Measures!\"&AE$99&$B115)<>\"\",INDIRECT(\"Measures!\"&AE$99&$B115),\"\"),\"\")","v":""},{"$f":"IF($B115<>\"\",IF(INDIRECT(\"Measures!\"&AF$99&$B115)<>\"\",INDIRECT(\"Measures!\"&AF$99&$B115),\"\"),\"\")","v":""},{"$f":"IF($B115<>\"\",IF(INDIRECT(\"Measures!\"&AG$99&$B115)<>\"\",INDIRECT(\"Measures!\"&AG$99&$B115),\"\"),\"\")","v":""},{"$f":"IF($B115<>\"\",IF(INDIRECT(\"Measures!\"&AH$99&$B115)<>\"\",INDIRECT(\"Measures!\"&AH$99&$B115),\"\"),\"\")","v":""},{"$f":"INDEX('Measure Descriptions'!$A$10:$A$46,MATCH(Map_Elec_Mid[[#This Row],[Measure]],'Measure Descriptions'!$B$10:$B$46,0))","v":""},{"$f":"IF($B115<>\"\",IF(VLOOKUP(Map_Elec_Mid[[#This Row],[Measure]],'Measure Descriptions'!$B$10:$H$46,AJ$99,FALSE)<>\"\",VLOOKUP(Map_Elec_Mid[[#This Row],[Measure]],'Measure Descriptions'!$B$10:$H$46,AJ$99,FALSE),\"\"),\"\")","v":""},{"$f":"IF($B115<>\"\",IF(VLOOKUP(Map_Elec_Mid[[#This Row],[Measure]],'Measure Descriptions'!$B$10:$H$46,AK$99,FALSE)<>\"\",VLOOKUP(Map_Elec_Mid[[#This Row],[Measure]],'Measure Descriptions'!$B$10:$H$46,AK$99,FALSE),\"\"),\"\")","v":""},{"$f":"IF($B115<>\"\",IF(VLOOKUP(Map_Elec_Mid[[#This Row],[Measure]],'Measure Descriptions'!$B$10:$H$46,AL$99,FALSE)<>\"\",VLOOKUP(Map_Elec_Mid[[#This Row],[Measure]],'Measure Descriptions'!$B$10:$H$46,AL$99,FALSE),\"\"),\"\")","v":""},{"$f":"IF($B115<>\"\",IF(VLOOKUP(Map_Elec_Mid[[#This Row],[Measure]],'Measure Descriptions'!$B$10:$H$46,AM$99,FALSE)<>\"\",VLOOKUP(Map_Elec_Mid[[#This Row],[Measure]],'Measure Descriptions'!$B$10:$H$46,AM$99,FALSE),\"\"),\"\")","v":""},{"$f":"IF($B115<>\"\",IF(VLOOKUP(Map_Elec_Mid[[#This Row],[Measure]],'Measure Descriptions'!$B$10:$H$46,AN$99,FALSE)<>\"\",VLOOKUP(Map_Elec_Mid[[#This Row],[Measure]],'Measure Descriptions'!$B$10:$H$46,AN$99,FALSE),\"\"),\"\")","v":""},{"$f":"IF($B115<>\"\",IF(VLOOKUP(Map_Elec_Mid[[#This Row],[Measure]],'Measure Descriptions'!$B$10:$H$46,AO$99,FALSE)<>\"\",VLOOKUP(Map_Elec_Mid[[#This Row],[Measure]],'Measure Descriptions'!$B$10:$H$46,AO$99,FALSE),\"\"),\"\")","v":""},{"$f":"IF($B115<>\"\",IF(INDIRECT(\"Measures!\"&AP$99&$B115)<>\"\",INDIRECT(\"Measures!\"&AP$99&$B115),\"\"),\"\")","v":""},null,null,null,null,null,null,null,null,null,null,null,"","",{"$f":"IF($BA115<>\"\",IF(INDIRECT(\"Measures!\"&BD$99&$BA115)<>\"\",INDIRECT(\"Measures!\"&BD$99&$BA115),\"\"),\"\")","v":""},{"$f":"IF($BA115<>\"\",IF(INDIRECT(\"Measures!\"&BE$99&$BA115)<>\"\",INDIRECT(\"Measures!\"&BE$99&$BA115),\"\"),\"\")","v":""},{"$f":"IF($BA115<>\"\",IF(INDIRECT(\"Measures!\"&BF$99&$BA115)<>\"\",INDIRECT(\"Measures!\"&BF$99&$BA115),\"\"),\"\")","v":""},{"$f":"IF($BA115<>\"\",IF(INDIRECT(\"Measures!\"&BG$99&$BA115)<>\"\",INDIRECT(\"Measures!\"&BG$99&$BA115),\"\"),\"\")","v":""},{"$f":"IF($BA115<>\"\",IF(INDIRECT(\"Measures!\"&BH$99&$BA115)<>\"\",INDIRECT(\"Measures!\"&BH$99&$BA115),\"\"),\"\")","v":""},{"$f":"IF($BA115<>\"\",IF(INDIRECT(\"Measures!\"&BI$99&$BA115)<>\"\",INDIRECT(\"Measures!\"&BI$99&$BA115),\"\"),\"\")","v":""},{"$f":"IF($BA115<>\"\",IF(INDIRECT(\"Measures!\"&BJ$99&$BA115)<>\"\",INDIRECT(\"Measures!\"&BJ$99&$BA115),\"\"),\"\")","v":""},{"$f":"IF($BA115<>\"\",IF(INDIRECT(\"Measures!\"&BK$99&$BA115)<>\"\",INDIRECT(\"Measures!\"&BK$99&$BA115),\"\"),\"\")","v":""},{"$f":"IF($BA115<>\"\",IF(INDIRECT(\"Measures!\"&BL$99&$BA115)<>\"\",INDIRECT(\"Measures!\"&BL$99&$BA115),\"\"),\"\")","v":""},{"$f":"IF($BA115<>\"\",IF(INDIRECT(\"Measures!\"&BM$99&$BA115)<>\"\",INDIRECT(\"Measures!\"&BM$99&$BA115),\"\"),\"\")","v":""},{"$f":"IF($BA115<>\"\",IF(INDIRECT(\"Measures!\"&BN$99&$BA115)<>\"\",INDIRECT(\"Measures!\"&BN$99&$BA115),\"\"),\"\")","v":""},{"$f":"IF($BA115<>\"\",IF(INDIRECT(\"Measures!\"&BO$99&$BA115)<>\"\",INDIRECT(\"Measures!\"&BO$99&$BA115),\"\"),\"\")","v":""},{"$f":"IF($BA115<>\"\",IF(INDIRECT(\"Measures!\"&BP$99&$BA115)<>\"\",INDIRECT(\"Measures!\"&BP$99&$BA115),\"\"),\"\")","v":""},{"$f":"IF($BA115<>\"\",IF(INDIRECT(\"Measures!\"&BQ$99&$BA115)<>\"\",INDIRECT(\"Measures!\"&BQ$99&$BA115),\"\"),\"\")","v":""},{"$f":"IF($BA115<>\"\",IF(INDIRECT(\"Measures!\"&BR$99&$BA115)<>\"\",INDIRECT(\"Measures!\"&BR$99&$BA115),\"\"),\"\")","v":""},{"$f":"IF($BA115<>\"\",IF(INDIRECT(\"Measures!\"&BS$99&$BA115)<>\"\",INDIRECT(\"Measures!\"&BS$99&$BA115),\"\"),\"\")","v":""},{"$f":"IF($BA115<>\"\",IF(INDIRECT(\"Measures!\"&BT$99&$BA115)<>\"\",INDIRECT(\"Measures!\"&BT$99&$BA115),\"\"),\"\")","v":""},{"$f":"IF($BA115<>\"\",IF(INDIRECT(\"Measures!\"&BU$99&$BA115)<>\"\",INDIRECT(\"Measures!\"&BU$99&$BA115),\"\"),\"\")","v":""},{"$f":"IF($BA115<>\"\",IF(INDIRECT(\"Measures!\"&BV$99&$BA115)<>\"\",INDIRECT(\"Measures!\"&BV$99&$BA115),\"\"),\"\")","v":""},{"$f":"IF($BA115<>\"\",IF(INDIRECT(\"Measures!\"&BW$99&$BA115)<>\"\",INDIRECT(\"Measures!\"&BW$99&$BA115),\"\"),\"\")","v":""},{"$f":"IF($BA115<>\"\",IF(INDIRECT(\"Measures!\"&BX$99&$BA115)<>\"\",INDIRECT(\"Measures!\"&BX$99&$BA115),\"\"),\"\")","v":""},{"$f":"IF($BA115<>\"\",IF(INDIRECT(\"Measures!\"&BY$99&$BA115)<>\"\",INDIRECT(\"Measures!\"&BY$99&$BA115),\"\"),\"\")","v":""},{"$f":"IF($BA115<>\"\",IF(INDIRECT(\"Measures!\"&BZ$99&$BA115)<>\"\",INDIRECT(\"Measures!\"&BZ$99&$BA115),\"\"),\"\")","v":""},{"$f":"IF($BA115<>\"\",IF(INDIRECT(\"Measures!\"&CA$99&$BA115)<>\"\",INDIRECT(\"Measures!\"&CA$99&$BA115),\"\"),\"\")","v":""},{"$f":"IF($BA115<>\"\",IF(INDIRECT(\"Measures!\"&CB$99&$BA115)<>\"\",INDIRECT(\"Measures!\"&CB$99&$BA115),\"\"),\"\")","v":""},{"$f":"IF($BA115<>\"\",IF(INDIRECT(\"Measures!\"&CC$99&$BA115)<>\"\",INDIRECT(\"Measures!\"&CC$99&$BA115),\"\"),\"\")","v":""},{"$f":"IF($BA115<>\"\",IF(INDIRECT(\"Measures!\"&CD$99&$BA115)<>\"\",INDIRECT(\"Measures!\"&CD$99&$BA115),\"\"),\"\")","v":""},{"$f":"IF($BA115<>\"\",IF(INDIRECT(\"Measures!\"&CE$99&$BA115)<>\"\",INDIRECT(\"Measures!\"&CE$99&$BA115),\"\"),\"\")","v":""},{"$f":"IF($BA115<>\"\",IF(INDIRECT(\"Measures!\"&CF$99&$BA115)<>\"\",INDIRECT(\"Measures!\"&CF$99&$BA115),\"\"),\"\")","v":""},{"$f":"IF($BA115<>\"\",IF(INDIRECT(\"Measures!\"&CG$99&$BA115)<>\"\",INDIRECT(\"Measures!\"&CG$99&$BA115),\"\"),\"\")","v":""},{"$f":"INDEX('Measure Descriptions'!$A$10:$A$46,MATCH(Map_Gas_Mid[[#This Row],[Measure]],'Measure Descriptions'!$B$10:$B$46,0))","v":""},{"$f":"IF($BA115<>\"\",IF(VLOOKUP(Map_Gas_Mid[[#This Row],[Measure]],'Measure Descriptions'!$B$10:$H$46,CI$99,FALSE)<>\"\",VLOOKUP(Map_Gas_Mid[[#This Row],[Measure]],'Measure Descriptions'!$B$10:$H$46,CI$99,FALSE),\"\"),\"\")","v":""},{"$f":"IF($BA115<>\"\",IF(VLOOKUP(Map_Gas_Mid[[#This Row],[Measure]],'Measure Descriptions'!$B$10:$H$46,CJ$99,FALSE)<>\"\",VLOOKUP(Map_Gas_Mid[[#This Row],[Measure]],'Measure Descriptions'!$B$10:$H$46,CJ$99,FALSE),\"\"),\"\")","v":""},{"$f":"IF($BA115<>\"\",IF(VLOOKUP(Map_Gas_Mid[[#This Row],[Measure]],'Measure Descriptions'!$B$10:$H$46,CK$99,FALSE)<>\"\",VLOOKUP(Map_Gas_Mid[[#This Row],[Measure]],'Measure Descriptions'!$B$10:$H$46,CK$99,FALSE),\"\"),\"\")","v":""},{"$f":"IF($BA115<>\"\",IF(VLOOKUP(Map_Gas_Mid[[#This Row],[Measure]],'Measure Descriptions'!$B$10:$H$46,CL$99,FALSE)<>\"\",VLOOKUP(Map_Gas_Mid[[#This Row],[Measure]],'Measure Descriptions'!$B$10:$H$46,CL$99,FALSE),\"\"),\"\")","v":""},{"$f":"IF($BA115<>\"\",IF(VLOOKUP(Map_Gas_Mid[[#This Row],[Measure]],'Measure Descriptions'!$B$10:$H$46,CM$99,FALSE)<>\"\",VLOOKUP(Map_Gas_Mid[[#This Row],[Measure]],'Measure Descriptions'!$B$10:$H$46,CM$99,FALSE),\"\"),\"\")","v":""},{"$f":"IF($BA115<>\"\",IF(VLOOKUP(Map_Gas_Mid[[#This Row],[Measure]],'Measure Descriptions'!$B$10:$H$46,CN$99,FALSE)<>\"\",VLOOKUP(Map_Gas_Mid[[#This Row],[Measure]],'Measure Descriptions'!$B$10:$H$46,CN$99,FALSE),\"\"),\"\")","v":""},{"$f":"IF($BA115<>\"\",IF(INDIRECT(\"Measures!\"&CO$99&$BA115)<>\"\",INDIRECT(\"Measures!\"&CO$99&$BA115),\"\"),\"\")","v":""}]
[null,null,"","",{"$f":"IF($B116<>\"\",IF(INDIRECT(\"Measures!\"&E$99&$B116)<>\"\",INDIRECT(\"Measures!\"&E$99&$B116),\"\"),\"\")","v":""},{"$f":"IF($B116<>\"\",IF(INDIRECT(\"Measures!\"&F$99&$B116)<>\"\",INDIRECT(\"Measures!\"&F$99&$B116),\"\"),\"\")","v":""},{"$f":"IF($B116<>\"\",IF(INDIRECT(\"Measures!\"&G$99&$B116)<>\"\",INDIRECT(\"Measures!\"&G$99&$B116),\"\"),\"\")","v":""},{"$f":"IF($B116<>\"\",IF(INDIRECT(\"Measures!\"&H$99&$B116)<>\"\",INDIRECT(\"Measures!\"&H$99&$B116),\"\"),\"\")","v":""},{"$f":"IF($B116<>\"\",IF(INDIRECT(\"Measures!\"&I$99&$B116)<>\"\",INDIRECT(\"Measures!\"&I$99&$B116),\"\"),\"\")","v":""},{"$f":"IF($B116<>\"\",IF(INDIRECT(\"Measures!\"&J$99&$B116)<>\"\",INDIRECT(\"Measures!\"&J$99&$B116),\"\"),\"\")","v":""},{"$f":"IF($B116<>\"\",IF(INDIRECT(\"Measures!\"&K$99&$B116)<>\"\",INDIRECT(\"Measures!\"&K$99&$B116),\"\"),\"\")","v":""},{"$f":"IF($B116<>\"\",IF(INDIRECT(\"Measures!\"&L$99&$B116)<>\"\",INDIRECT(\"Measures!\"&L$99&$B116),\"\"),\"\")","v":""},{"$f":"IF($B116<>\"\",IF(INDIRECT(\"Measures!\"&M$99&$B116)<>\"\",INDIRECT(\"Measures!\"&M$99&$B116),\"\"),\"\")","v":""},{"$f":"IF($B116<>\"\",IF(INDIRECT(\"Measures!\"&N$99&$B116)<>\"\",INDIRECT(\"Measures!\"&N$99&$B116),\"\"),\"\")","v":""},{"$f":"IF($B116<>\"\",IF(INDIRECT(\"Measures!\"&O$99&$B116)<>\"\",INDIRECT(\"Measures!\"&O$99&$B116),\"\"),\"\")","v":""},{"$f":"IF($B116<>\"\",IF(INDIRECT(\"Measures!\"&P$99&$B116)<>\"\",INDIRECT(\"Measures!\"&P$99&$B116),\"\"),\"\")","v":""},{"$f":"IF($B116<>\"\",IF(INDIRECT(\"Measures!\"&Q$99&$B116)<>\"\",INDIRECT(\"Measures!\"&Q$99&$B116),\"\"),\"\")","v":""},{"$f":"IF($B116<>\"\",IF(INDIRECT(\"Measures!\"&R$99&$B116)<>\"\",INDIRECT(\"Measures!\"&R$99&$B116),\"\"),\"\")","v":""},{"$f":"IF($B116<>\"\",IF(INDIRECT(\"Measures!\"&S$99&$B116)<>\"\",INDIRECT(\"Measures!\"&S$99&$B116),\"\"),\"\")","v":""},{"$f":"IF($B116<>\"\",IF(INDIRECT(\"Measures!\"&T$99&$B116)<>\"\",INDIRECT(\"Measures!\"&T$99&$B116),\"\"),\"\")","v":""},{"$f":"IF($B116<>\"\",IF(INDIRECT(\"Measures!\"&U$99&$B116)<>\"\",INDIRECT(\"Measures!\"&U$99&$B116),\"\"),\"\")","v":""},{"$f":"IF($B116<>\"\",IF(INDIRECT(\"Measures!\"&V$99&$B116)<>\"\",INDIRECT(\"Measures!\"&V$99&$B116),\"\"),\"\")","v":""},{"$f":"IF($B116<>\"\",IF(INDIRECT(\"Measures!\"&W$99&$B116)<>\"\",INDIRECT(\"Measures!\"&W$99&$B116),\"\"),\"\")","v":""},{"$f":"IF($B116<>\"\",IF(INDIRECT(\"Measures!\"&X$99&$B116)<>\"\",INDIRECT(\"Measures!\"&X$99&$B116),\"\"),\"\")","v":""},{"$f":"IF($B116<>\"\",IF(INDIRECT(\"Measures!\"&Y$99&$B116)<>\"\",INDIRECT(\"Measures!\"&Y$99&$B116),\"\"),\"\")","v":""},{"$f":"IF($B116<>\"\",IF(INDIRECT(\"Measures!\"&Z$99&$B116)<>\"\",INDIRECT(\"Measures!\"&Z$99&$B116),\"\"),\"\")","v":""},{"$f":"IF($B116<>\"\",IF(INDIRECT(\"Measures!\"&AA$99&$B116)<>\"\",INDIRECT(\"Measures!\"&AA$99&$B116),\"\"),\"\")","v":""},{"$f":"IF($B116<>\"\",IF(INDIRECT(\"Measures!\"&AB$99&$B116)<>\"\",INDIRECT(\"Measures!\"&AB$99&$B116),\"\"),\"\")","v":""},{"$f":"IF($B116<>\"\",IF(INDIRECT(\"Measures!\"&AC$99&$B116)<>\"\",INDIRECT(\"Measures!\"&AC$99&$B116),\"\"),\"\")","v":""},{"$f":"IF($B116<>\"\",IF(INDIRECT(\"Measures!\"&AD$99&$B116)<>\"\",INDIRECT(\"Measures!\"&AD$99&$B116),\"\"),\"\")","v":""},{"$f":"IF($B116<>\"\",IF(INDIRECT(\"Measures!\"&AE$99&$B116)<>\"\",INDIRECT(\"Measures!\"&AE$99&$B116),\"\"),\"\")","v":""},{"$f":"IF($B116<>\"\",IF(INDIRECT(\"Measures!\"&AF$99&$B116)<>\"\",INDIRECT(\"Measures!\"&AF$99&$B116),\"\"),\"\")","v":""},{"$f":"IF($B116<>\"\",IF(INDIRECT(\"Measures!\"&AG$99&$B116)<>\"\",INDIRECT(\"Measures!\"&AG$99&$B116),\"\"),\"\")","v":""},{"$f":"IF($B116<>\"\",IF(INDIRECT(\"Measures!\"&AH$99&$B116)<>\"\",INDIRECT(\"Measures!\"&AH$99&$B116),\"\"),\"\")","v":""},{"$f":"INDEX('Measure Descriptions'!$A$10:$A$46,MATCH(Map_Elec_Mid[[#This Row],[Measure]],'Measure Descriptions'!$B$10:$B$46,0))","v":""},{"$f":"IF($B116<>\"\",IF(VLOOKUP(Map_Elec_Mid[[#This Row],[Measure]],'Measure Descriptions'!$B$10:$H$46,AJ$99,FALSE)<>\"\",VLOOKUP(Map_Elec_Mid[[#This Row],[Measure]],'Measure Descriptions'!$B$10:$H$46,AJ$99,FALSE),\"\"),\"\")","v":""},{"$f":"IF($B116<>\"\",IF(VLOOKUP(Map_Elec_Mid[[#This Row],[Measure]],'Measure Descriptions'!$B$10:$H$46,AK$99,FALSE)<>\"\",VLOOKUP(Map_Elec_Mid[[#This Row],[Measure]],'Measure Descriptions'!$B$10:$H$46,AK$99,FALSE),\"\"),\"\")","v":""},{"$f":"IF($B116<>\"\",IF(VLOOKUP(Map_Elec_Mid[[#This Row],[Measure]],'Measure Descriptions'!$B$10:$H$46,AL$99,FALSE)<>\"\",VLOOKUP(Map_Elec_Mid[[#This Row],[Measure]],'Measure Descriptions'!$B$10:$H$46,AL$99,FALSE),\"\"),\"\")","v":""},{"$f":"IF($B116<>\"\",IF(VLOOKUP(Map_Elec_Mid[[#This Row],[Measure]],'Measure Descriptions'!$B$10:$H$46,AM$99,FALSE)<>\"\",VLOOKUP(Map_Elec_Mid[[#This Row],[Measure]],'Measure Descriptions'!$B$10:$H$46,AM$99,FALSE),\"\"),\"\")","v":""},{"$f":"IF($B116<>\"\",IF(VLOOKUP(Map_Elec_Mid[[#This Row],[Measure]],'Measure Descriptions'!$B$10:$H$46,AN$99,FALSE)<>\"\",VLOOKUP(Map_Elec_Mid[[#This Row],[Measure]],'Measure Descriptions'!$B$10:$H$46,AN$99,FALSE),\"\"),\"\")","v":""},{"$f":"IF($B116<>\"\",IF(VLOOKUP(Map_Elec_Mid[[#This Row],[Measure]],'Measure Descriptions'!$B$10:$H$46,AO$99,FALSE)<>\"\",VLOOKUP(Map_Elec_Mid[[#This Row],[Measure]],'Measure Descriptions'!$B$10:$H$46,AO$99,FALSE),\"\"),\"\")","v":""},{"$f":"IF($B116<>\"\",IF(INDIRECT(\"Measures!\"&AP$99&$B116)<>\"\",INDIRECT(\"Measures!\"&AP$99&$B116),\"\"),\"\")","v":""},null,null,null,null,null,null,null,null,null,null,null,"","",{"$f":"IF($BA116<>\"\",IF(INDIRECT(\"Measures!\"&BD$99&$BA116)<>\"\",INDIRECT(\"Measures!\"&BD$99&$BA116),\"\"),\"\")","v":""},{"$f":"IF($BA116<>\"\",IF(INDIRECT(\"Measures!\"&BE$99&$BA116)<>\"\",INDIRECT(\"Measures!\"&BE$99&$BA116),\"\"),\"\")","v":""},{"$f":"IF($BA116<>\"\",IF(INDIRECT(\"Measures!\"&BF$99&$BA116)<>\"\",INDIRECT(\"Measures!\"&BF$99&$BA116),\"\"),\"\")","v":""},{"$f":"IF($BA116<>\"\",IF(INDIRECT(\"Measures!\"&BG$99&$BA116)<>\"\",INDIRECT(\"Measures!\"&BG$99&$BA116),\"\"),\"\")","v":""},{"$f":"IF($BA116<>\"\",IF(INDIRECT(\"Measures!\"&BH$99&$BA116)<>\"\",INDIRECT(\"Measures!\"&BH$99&$BA116),\"\"),\"\")","v":""},{"$f":"IF($BA116<>\"\",IF(INDIRECT(\"Measures!\"&BI$99&$BA116)<>\"\",INDIRECT(\"Measures!\"&BI$99&$BA116),\"\"),\"\")","v":""},{"$f":"IF($BA116<>\"\",IF(INDIRECT(\"Measures!\"&BJ$99&$BA116)<>\"\",INDIRECT(\"Measures!\"&BJ$99&$BA116),\"\"),\"\")","v":""},{"$f":"IF($BA116<>\"\",IF(INDIRECT(\"Measures!\"&BK$99&$BA116)<>\"\",INDIRECT(\"Measures!\"&BK$99&$BA116),\"\"),\"\")","v":""},{"$f":"IF($BA116<>\"\",IF(INDIRECT(\"Measures!\"&BL$99&$BA116)<>\"\",INDIRECT(\"Measures!\"&BL$99&$BA116),\"\"),\"\")","v":""},{"$f":"IF($BA116<>\"\",IF(INDIRECT(\"Measures!\"&BM$99&$BA116)<>\"\",INDIRECT(\"Measures!\"&BM$99&$BA116),\"\"),\"\")","v":""},{"$f":"IF($BA116<>\"\",IF(INDIRECT(\"Measures!\"&BN$99&$BA116)<>\"\",INDIRECT(\"Measures!\"&BN$99&$BA116),\"\"),\"\")","v":""},{"$f":"IF($BA116<>\"\",IF(INDIRECT(\"Measures!\"&BO$99&$BA116)<>\"\",INDIRECT(\"Measures!\"&BO$99&$BA116),\"\"),\"\")","v":""},{"$f":"IF($BA116<>\"\",IF(INDIRECT(\"Measures!\"&BP$99&$BA116)<>\"\",INDIRECT(\"Measures!\"&BP$99&$BA116),\"\"),\"\")","v":""},{"$f":"IF($BA116<>\"\",IF(INDIRECT(\"Measures!\"&BQ$99&$BA116)<>\"\",INDIRECT(\"Measures!\"&BQ$99&$BA116),\"\"),\"\")","v":""},{"$f":"IF($BA116<>\"\",IF(INDIRECT(\"Measures!\"&BR$99&$BA116)<>\"\",INDIRECT(\"Measures!\"&BR$99&$BA116),\"\"),\"\")","v":""},{"$f":"IF($BA116<>\"\",IF(INDIRECT(\"Measures!\"&BS$99&$BA116)<>\"\",INDIRECT(\"Measures!\"&BS$99&$BA116),\"\"),\"\")","v":""},{"$f":"IF($BA116<>\"\",IF(INDIRECT(\"Measures!\"&BT$99&$BA116)<>\"\",INDIRECT(\"Measures!\"&BT$99&$BA116),\"\"),\"\")","v":""},{"$f":"IF($BA116<>\"\",IF(INDIRECT(\"Measures!\"&BU$99&$BA116)<>\"\",INDIRECT(\"Measures!\"&BU$99&$BA116),\"\"),\"\")","v":""},{"$f":"IF($BA116<>\"\",IF(INDIRECT(\"Measures!\"&BV$99&$BA116)<>\"\",INDIRECT(\"Measures!\"&BV$99&$BA116),\"\"),\"\")","v":""},{"$f":"IF($BA116<>\"\",IF(INDIRECT(\"Measures!\"&BW$99&$BA116)<>\"\",INDIRECT(\"Measures!\"&BW$99&$BA116),\"\"),\"\")","v":""},{"$f":"IF($BA116<>\"\",IF(INDIRECT(\"Measures!\"&BX$99&$BA116)<>\"\",INDIRECT(\"Measures!\"&BX$99&$BA116),\"\"),\"\")","v":""},{"$f":"IF($BA116<>\"\",IF(INDIRECT(\"Measures!\"&BY$99&$BA116)<>\"\",INDIRECT(\"Measures!\"&BY$99&$BA116),\"\"),\"\")","v":""},{"$f":"IF($BA116<>\"\",IF(INDIRECT(\"Measures!\"&BZ$99&$BA116)<>\"\",INDIRECT(\"Measures!\"&BZ$99&$BA116),\"\"),\"\")","v":""},{"$f":"IF($BA116<>\"\",IF(INDIRECT(\"Measures!\"&CA$99&$BA116)<>\"\",INDIRECT(\"Measures!\"&CA$99&$BA116),\"\"),\"\")","v":""},{"$f":"IF($BA116<>\"\",IF(INDIRECT(\"Measures!\"&CB$99&$BA116)<>\"\",INDIRECT(\"Measures!\"&CB$99&$BA116),\"\"),\"\")","v":""},{"$f":"IF($BA116<>\"\",IF(INDIRECT(\"Measures!\"&CC$99&$BA116)<>\"\",INDIRECT(\"Measures!\"&CC$99&$BA116),\"\"),\"\")","v":""},{"$f":"IF($BA116<>\"\",IF(INDIRECT(\"Measures!\"&CD$99&$BA116)<>\"\",INDIRECT(\"Measures!\"&CD$99&$BA116),\"\"),\"\")","v":""},{"$f":"IF($BA116<>\"\",IF(INDIRECT(\"Measures!\"&CE$99&$BA116)<>\"\",INDIRECT(\"Measures!\"&CE$99&$BA116),\"\"),\"\")","v":""},{"$f":"IF($BA116<>\"\",IF(INDIRECT(\"Measures!\"&CF$99&$BA116)<>\"\",INDIRECT(\"Measures!\"&CF$99&$BA116),\"\"),\"\")","v":""},{"$f":"IF($BA116<>\"\",IF(INDIRECT(\"Measures!\"&CG$99&$BA116)<>\"\",INDIRECT(\"Measures!\"&CG$99&$BA116),\"\"),\"\")","v":""},{"$f":"INDEX('Measure Descriptions'!$A$10:$A$46,MATCH(Map_Gas_Mid[[#This Row],[Measure]],'Measure Descriptions'!$B$10:$B$46,0))","v":""},{"$f":"IF($BA116<>\"\",IF(VLOOKUP(Map_Gas_Mid[[#This Row],[Measure]],'Measure Descriptions'!$B$10:$H$46,CI$99,FALSE)<>\"\",VLOOKUP(Map_Gas_Mid[[#This Row],[Measure]],'Measure Descriptions'!$B$10:$H$46,CI$99,FALSE),\"\"),\"\")","v":""},{"$f":"IF($BA116<>\"\",IF(VLOOKUP(Map_Gas_Mid[[#This Row],[Measure]],'Measure Descriptions'!$B$10:$H$46,CJ$99,FALSE)<>\"\",VLOOKUP(Map_Gas_Mid[[#This Row],[Measure]],'Measure Descriptions'!$B$10:$H$46,CJ$99,FALSE),\"\"),\"\")","v":""},{"$f":"IF($BA116<>\"\",IF(VLOOKUP(Map_Gas_Mid[[#This Row],[Measure]],'Measure Descriptions'!$B$10:$H$46,CK$99,FALSE)<>\"\",VLOOKUP(Map_Gas_Mid[[#This Row],[Measure]],'Measure Descriptions'!$B$10:$H$46,CK$99,FALSE),\"\"),\"\")","v":""},{"$f":"IF($BA116<>\"\",IF(VLOOKUP(Map_Gas_Mid[[#This Row],[Measure]],'Measure Descriptions'!$B$10:$H$46,CL$99,FALSE)<>\"\",VLOOKUP(Map_Gas_Mid[[#This Row],[Measure]],'Measure Descriptions'!$B$10:$H$46,CL$99,FALSE),\"\"),\"\")","v":""},{"$f":"IF($BA116<>\"\",IF(VLOOKUP(Map_Gas_Mid[[#This Row],[Measure]],'Measure Descriptions'!$B$10:$H$46,CM$99,FALSE)<>\"\",VLOOKUP(Map_Gas_Mid[[#This Row],[Measure]],'Measure Descriptions'!$B$10:$H$46,CM$99,FALSE),\"\"),\"\")","v":""},{"$f":"IF($BA116<>\"\",IF(VLOOKUP(Map_Gas_Mid[[#This Row],[Measure]],'Measure Descriptions'!$B$10:$H$46,CN$99,FALSE)<>\"\",VLOOKUP(Map_Gas_Mid[[#This Row],[Measure]],'Measure Descriptions'!$B$10:$H$46,CN$99,FALSE),\"\"),\"\")","v":""},{"$f":"IF($BA116<>\"\",IF(INDIRECT(\"Measures!\"&CO$99&$BA116)<>\"\",INDIRECT(\"Measures!\"&CO$99&$BA116),\"\"),\"\")","v":""}]
[null,null,"","",{"$f":"IF($B117<>\"\",IF(INDIRECT(\"Measures!\"&E$99&$B117)<>\"\",INDIRECT(\"Measures!\"&E$99&$B117),\"\"),\"\")","v":""},{"$f":"IF($B117<>\"\",IF(INDIRECT(\"Measures!\"&F$99&$B117)<>\"\",INDIRECT(\"Measures!\"&F$99&$B117),\"\"),\"\")","v":""},{"$f":"IF($B117<>\"\",IF(INDIRECT(\"Measures!\"&G$99&$B117)<>\"\",INDIRECT(\"Measures!\"&G$99&$B117),\"\"),\"\")","v":""},{"$f":"IF($B117<>\"\",IF(INDIRECT(\"Measures!\"&H$99&$B117)<>\"\",INDIRECT(\"Measures!\"&H$99&$B117),\"\"),\"\")","v":""},{"$f":"IF($B117<>\"\",IF(INDIRECT(\"Measures!\"&I$99&$B117)<>\"\",INDIRECT(\"Measures!\"&I$99&$B117),\"\"),\"\")","v":""},{"$f":"IF($B117<>\"\",IF(INDIRECT(\"Measures!\"&J$99&$B117)<>\"\",INDIRECT(\"Measures!\"&J$99&$B117),\"\"),\"\")","v":""},{"$f":"IF($B117<>\"\",IF(INDIRECT(\"Measures!\"&K$99&$B117)<>\"\",INDIRECT(\"Measures!\"&K$99&$B117),\"\"),\"\")","v":""},{"$f":"IF($B117<>\"\",IF(INDIRECT(\"Measures!\"&L$99&$B117)<>\"\",INDIRECT(\"Measures!\"&L$99&$B117),\"\"),\"\")","v":""},{"$f":"IF($B117<>\"\",IF(INDIRECT(\"Measures!\"&M$99&$B117)<>\"\",INDIRECT(\"Measures!\"&M$99&$B117),\"\"),\"\")","v":""},{"$f":"IF($B117<>\"\",IF(INDIRECT(\"Measures!\"&N$99&$B117)<>\"\",INDIRECT(\"Measures!\"&N$99&$B117),\"\"),\"\")","v":""},{"$f":"IF($B117<>\"\",IF(INDIRECT(\"Measures!\"&O$99&$B117)<>\"\",INDIRECT(\"Measures!\"&O$99&$B117),\"\"),\"\")","v":""},{"$f":"IF($B117<>\"\",IF(INDIRECT(\"Measures!\"&P$99&$B117)<>\"\",INDIRECT(\"Measures!\"&P$99&$B117),\"\"),\"\")","v":""},{"$f":"IF($B117<>\"\",IF(INDIRECT(\"Measures!\"&Q$99&$B117)<>\"\",INDIRECT(\"Measures!\"&Q$99&$B117),\"\"),\"\")","v":""},{"$f":"IF($B117<>\"\",IF(INDIRECT(\"Measures!\"&R$99&$B117)<>\"\",INDIRECT(\"Measures!\"&R$99&$B117),\"\"),\"\")","v":""},{"$f":"IF($B117<>\"\",IF(INDIRECT(\"Measures!\"&S$99&$B117)<>\"\",INDIRECT(\"Measures!\"&S$99&$B117),\"\"),\"\")","v":""},{"$f":"IF($B117<>\"\",IF(INDIRECT(\"Measures!\"&T$99&$B117)<>\"\",INDIRECT(\"Measures!\"&T$99&$B117),\"\"),\"\")","v":""},{"$f":"IF($B117<>\"\",IF(INDIRECT(\"Measures!\"&U$99&$B117)<>\"\",INDIRECT(\"Measures!\"&U$99&$B117),\"\"),\"\")","v":""},{"$f":"IF($B117<>\"\",IF(INDIRECT(\"Measures!\"&V$99&$B117)<>\"\",INDIRECT(\"Measures!\"&V$99&$B117),\"\"),\"\")","v":""},{"$f":"IF($B117<>\"\",IF(INDIRECT(\"Measures!\"&W$99&$B117)<>\"\",INDIRECT(\"Measures!\"&W$99&$B117),\"\"),\"\")","v":""},{"$f":"IF($B117<>\"\",IF(INDIRECT(\"Measures!\"&X$99&$B117)<>\"\",INDIRECT(\"Measures!\"&X$99&$B117),\"\"),\"\")","v":""},{"$f":"IF($B117<>\"\",IF(INDIRECT(\"Measures!\"&Y$99&$B117)<>\"\",INDIRECT(\"Measures!\"&Y$99&$B117),\"\"),\"\")","v":""},{"$f":"IF($B117<>\"\",IF(INDIRECT(\"Measures!\"&Z$99&$B117)<>\"\",INDIRECT(\"Measures!\"&Z$99&$B117),\"\"),\"\")","v":""},{"$f":"IF($B117<>\"\",IF(INDIRECT(\"Measures!\"&AA$99&$B117)<>\"\",INDIRECT(\"Measures!\"&AA$99&$B117),\"\"),\"\")","v":""},{"$f":"IF($B117<>\"\",IF(INDIRECT(\"Measures!\"&AB$99&$B117)<>\"\",INDIRECT(\"Measures!\"&AB$99&$B117),\"\"),\"\")","v":""},{"$f":"IF($B117<>\"\",IF(INDIRECT(\"Measures!\"&AC$99&$B117)<>\"\",INDIRECT(\"Measures!\"&AC$99&$B117),\"\"),\"\")","v":""},{"$f":"IF($B117<>\"\",IF(INDIRECT(\"Measures!\"&AD$99&$B117)<>\"\",INDIRECT(\"Measures!\"&AD$99&$B117),\"\"),\"\")","v":""},{"$f":"IF($B117<>\"\",IF(INDIRECT(\"Measures!\"&AE$99&$B117)<>\"\",INDIRECT(\"Measures!\"&AE$99&$B117),\"\"),\"\")","v":""},{"$f":"IF($B117<>\"\",IF(INDIRECT(\"Measures!\"&AF$99&$B117)<>\"\",INDIRECT(\"Measures!\"&AF$99&$B117),\"\"),\"\")","v":""},{"$f":"IF($B117<>\"\",IF(INDIRECT(\"Measures!\"&AG$99&$B117)<>\"\",INDIRECT(\"Measures!\"&AG$99&$B117),\"\"),\"\")","v":""},{"$f":"IF($B117<>\"\",IF(INDIRECT(\"Measures!\"&AH$99&$B117)<>\"\",INDIRECT(\"Measures!\"&AH$99&$B117),\"\"),\"\")","v":""},{"$f":"INDEX('Measure Descriptions'!$A$10:$A$46,MATCH(Map_Elec_Mid[[#This Row],[Measure]],'Measure Descriptions'!$B$10:$B$46,0))","v":""},{"$f":"IF($B117<>\"\",IF(VLOOKUP(Map_Elec_Mid[[#This Row],[Measure]],'Measure Descriptions'!$B$10:$H$46,AJ$99,FALSE)<>\"\",VLOOKUP(Map_Elec_Mid[[#This Row],[Measure]],'Measure Descriptions'!$B$10:$H$46,AJ$99,FALSE),\"\"),\"\")","v":""},{"$f":"IF($B117<>\"\",IF(VLOOKUP(Map_Elec_Mid[[#This Row],[Measure]],'Measure Descriptions'!$B$10:$H$46,AK$99,FALSE)<>\"\",VLOOKUP(Map_Elec_Mid[[#This Row],[Measure]],'Measure Descriptions'!$B$10:$H$46,AK$99,FALSE),\"\"),\"\")","v":""},{"$f":"IF($B117<>\"\",IF(VLOOKUP(Map_Elec_Mid[[#This Row],[Measure]],'Measure Descriptions'!$B$10:$H$46,AL$99,FALSE)<>\"\",VLOOKUP(Map_Elec_Mid[[#This Row],[Measure]],'Measure Descriptions'!$B$10:$H$46,AL$99,FALSE),\"\"),\"\")","v":""},{"$f":"IF($B117<>\"\",IF(VLOOKUP(Map_Elec_Mid[[#This Row],[Measure]],'Measure Descriptions'!$B$10:$H$46,AM$99,FALSE)<>\"\",VLOOKUP(Map_Elec_Mid[[#This Row],[Measure]],'Measure Descriptions'!$B$10:$H$46,AM$99,FALSE),\"\"),\"\")","v":""},{"$f":"IF($B117<>\"\",IF(VLOOKUP(Map_Elec_Mid[[#This Row],[Measure]],'Measure Descriptions'!$B$10:$H$46,AN$99,FALSE)<>\"\",VLOOKUP(Map_Elec_Mid[[#This Row],[Measure]],'Measure Descriptions'!$B$10:$H$46,AN$99,FALSE),\"\"),\"\")","v":""},{"$f":"IF($B117<>\"\",IF(VLOOKUP(Map_Elec_Mid[[#This Row],[Measure]],'Measure Descriptions'!$B$10:$H$46,AO$99,FALSE)<>\"\",VLOOKUP(Map_Elec_Mid[[#This Row],[Measure]],'Measure Descriptions'!$B$10:$H$46,AO$99,FALSE),\"\"),\"\")","v":""},{"$f":"IF($B117<>\"\",IF(INDIRECT(\"Measures!\"&AP$99&$B117)<>\"\",INDIRECT(\"Measures!\"&AP$99&$B117),\"\"),\"\")","v":""},null,null,null,null,null,null,null,null,null,null,null,"","",{"$f":"IF($BA117<>\"\",IF(INDIRECT(\"Measures!\"&BD$99&$BA117)<>\"\",INDIRECT(\"Measures!\"&BD$99&$BA117),\"\"),\"\")","v":""},{"$f":"IF($BA117<>\"\",IF(INDIRECT(\"Measures!\"&BE$99&$BA117)<>\"\",INDIRECT(\"Measures!\"&BE$99&$BA117),\"\"),\"\")","v":""},{"$f":"IF($BA117<>\"\",IF(INDIRECT(\"Measures!\"&BF$99&$BA117)<>\"\",INDIRECT(\"Measures!\"&BF$99&$BA117),\"\"),\"\")","v":""},{"$f":"IF($BA117<>\"\",IF(INDIRECT(\"Measures!\"&BG$99&$BA117)<>\"\",INDIRECT(\"Measures!\"&BG$99&$BA117),\"\"),\"\")","v":""},{"$f":"IF($BA117<>\"\",IF(INDIRECT(\"Measures!\"&BH$99&$BA117)<>\"\",INDIRECT(\"Measures!\"&BH$99&$BA117),\"\"),\"\")","v":""},{"$f":"IF($BA117<>\"\",IF(INDIRECT(\"Measures!\"&BI$99&$BA117)<>\"\",INDIRECT(\"Measures!\"&BI$99&$BA117),\"\"),\"\")","v":""},{"$f":"IF($BA117<>\"\",IF(INDIRECT(\"Measures!\"&BJ$99&$BA117)<>\"\",INDIRECT(\"Measures!\"&BJ$99&$BA117),\"\"),\"\")","v":""},{"$f":"IF($BA117<>\"\",IF(INDIRECT(\"Measures!\"&BK$99&$BA117)<>\"\",INDIRECT(\"Measures!\"&BK$99&$BA117),\"\"),\"\")","v":""},{"$f":"IF($BA117<>\"\",IF(INDIRECT(\"Measures!\"&BL$99&$BA117)<>\"\",INDIRECT(\"Measures!\"&BL$99&$BA117),\"\"),\"\")","v":""},{"$f":"IF($BA117<>\"\",IF(INDIRECT(\"Measures!\"&BM$99&$BA117)<>\"\",INDIRECT(\"Measures!\"&BM$99&$BA117),\"\"),\"\")","v":""},{"$f":"IF($BA117<>\"\",IF(INDIRECT(\"Measures!\"&BN$99&$BA117)<>\"\",INDIRECT(\"Measures!\"&BN$99&$BA117),\"\"),\"\")","v":""},{"$f":"IF($BA117<>\"\",IF(INDIRECT(\"Measures!\"&BO$99&$BA117)<>\"\",INDIRECT(\"Measures!\"&BO$99&$BA117),\"\"),\"\")","v":""},{"$f":"IF($BA117<>\"\",IF(INDIRECT(\"Measures!\"&BP$99&$BA117)<>\"\",INDIRECT(\"Measures!\"&BP$99&$BA117),\"\"),\"\")","v":""},{"$f":"IF($BA117<>\"\",IF(INDIRECT(\"Measures!\"&BQ$99&$BA117)<>\"\",INDIRECT(\"Measures!\"&BQ$99&$BA117),\"\"),\"\")","v":""},{"$f":"IF($BA117<>\"\",IF(INDIRECT(\"Measures!\"&BR$99&$BA117)<>\"\",INDIRECT(\"Measures!\"&BR$99&$BA117),\"\"),\"\")","v":""},{"$f":"IF($BA117<>\"\",IF(INDIRECT(\"Measures!\"&BS$99&$BA117)<>\"\",INDIRECT(\"Measures!\"&BS$99&$BA117),\"\"),\"\")","v":""},{"$f":"IF($BA117<>\"\",IF(INDIRECT(\"Measures!\"&BT$99&$BA117)<>\"\",INDIRECT(\"Measures!\"&BT$99&$BA117),\"\"),\"\")","v":""},{"$f":"IF($BA117<>\"\",IF(INDIRECT(\"Measures!\"&BU$99&$BA117)<>\"\",INDIRECT(\"Measures!\"&BU$99&$BA117),\"\"),\"\")","v":""},{"$f":"IF($BA117<>\"\",IF(INDIRECT(\"Measures!\"&BV$99&$BA117)<>\"\",INDIRECT(\"Measures!\"&BV$99&$BA117),\"\"),\"\")","v":""},{"$f":"IF($BA117<>\"\",IF(INDIRECT(\"Measures!\"&BW$99&$BA117)<>\"\",INDIRECT(\"Measures!\"&BW$99&$BA117),\"\"),\"\")","v":""},{"$f":"IF($BA117<>\"\",IF(INDIRECT(\"Measures!\"&BX$99&$BA117)<>\"\",INDIRECT(\"Measures!\"&BX$99&$BA117),\"\"),\"\")","v":""},{"$f":"IF($BA117<>\"\",IF(INDIRECT(\"Measures!\"&BY$99&$BA117)<>\"\",INDIRECT(\"Measures!\"&BY$99&$BA117),\"\"),\"\")","v":""},{"$f":"IF($BA117<>\"\",IF(INDIRECT(\"Measures!\"&BZ$99&$BA117)<>\"\",INDIRECT(\"Measures!\"&BZ$99&$BA117),\"\"),\"\")","v":""},{"$f":"IF($BA117<>\"\",IF(INDIRECT(\"Measures!\"&CA$99&$BA117)<>\"\",INDIRECT(\"Measures!\"&CA$99&$BA117),\"\"),\"\")","v":""},{"$f":"IF($BA117<>\"\",IF(INDIRECT(\"Measures!\"&CB$99&$BA117)<>\"\",INDIRECT(\"Measures!\"&CB$99&$BA117),\"\"),\"\")","v":""},{"$f":"IF($BA117<>\"\",IF(INDIRECT(\"Measures!\"&CC$99&$BA117)<>\"\",INDIRECT(\"Measures!\"&CC$99&$BA117),\"\"),\"\")","v":""},{"$f":"IF($BA117<>\"\",IF(INDIRECT(\"Measures!\"&CD$99&$BA117)<>\"\",INDIRECT(\"Measures!\"&CD$99&$BA117),\"\"),\"\")","v":""},{"$f":"IF($BA117<>\"\",IF(INDIRECT(\"Measures!\"&CE$99&$BA117)<>\"\",INDIRECT(\"Measures!\"&CE$99&$BA117),\"\"),\"\")","v":""},{"$f":"IF($BA117<>\"\",IF(INDIRECT(\"Measures!\"&CF$99&$BA117)<>\"\",INDIRECT(\"Measures!\"&CF$99&$BA117),\"\"),\"\")","v":""},{"$f":"IF($BA117<>\"\",IF(INDIRECT(\"Measures!\"&CG$99&$BA117)<>\"\",INDIRECT(\"Measures!\"&CG$99&$BA117),\"\"),\"\")","v":""},{"$f":"INDEX('Measure Descriptions'!$A$10:$A$46,MATCH(Map_Gas_Mid[[#This Row],[Measure]],'Measure Descriptions'!$B$10:$B$46,0))","v":""},{"$f":"IF($BA117<>\"\",IF(VLOOKUP(Map_Gas_Mid[[#This Row],[Measure]],'Measure Descriptions'!$B$10:$H$46,CI$99,FALSE)<>\"\",VLOOKUP(Map_Gas_Mid[[#This Row],[Measure]],'Measure Descriptions'!$B$10:$H$46,CI$99,FALSE),\"\"),\"\")","v":""},{"$f":"IF($BA117<>\"\",IF(VLOOKUP(Map_Gas_Mid[[#This Row],[Measure]],'Measure Descriptions'!$B$10:$H$46,CJ$99,FALSE)<>\"\",VLOOKUP(Map_Gas_Mid[[#This Row],[Measure]],'Measure Descriptions'!$B$10:$H$46,CJ$99,FALSE),\"\"),\"\")","v":""},{"$f":"IF($BA117<>\"\",IF(VLOOKUP(Map_Gas_Mid[[#This Row],[Measure]],'Measure Descriptions'!$B$10:$H$46,CK$99,FALSE)<>\"\",VLOOKUP(Map_Gas_Mid[[#This Row],[Measure]],'Measure Descriptions'!$B$10:$H$46,CK$99,FALSE),\"\"),\"\")","v":""},{"$f":"IF($BA117<>\"\",IF(VLOOKUP(Map_Gas_Mid[[#This Row],[Measure]],'Measure Descriptions'!$B$10:$H$46,CL$99,FALSE)<>\"\",VLOOKUP(Map_Gas_Mid[[#This Row],[Measure]],'Measure Descriptions'!$B$10:$H$46,CL$99,FALSE),\"\"),\"\")","v":""},{"$f":"IF($BA117<>\"\",IF(VLOOKUP(Map_Gas_Mid[[#This Row],[Measure]],'Measure Descriptions'!$B$10:$H$46,CM$99,FALSE)<>\"\",VLOOKUP(Map_Gas_Mid[[#This Row],[Measure]],'Measure Descriptions'!$B$10:$H$46,CM$99,FALSE),\"\"),\"\")","v":""},{"$f":"IF($BA117<>\"\",IF(VLOOKUP(Map_Gas_Mid[[#This Row],[Measure]],'Measure Descriptions'!$B$10:$H$46,CN$99,FALSE)<>\"\",VLOOKUP(Map_Gas_Mid[[#This Row],[Measure]],'Measure Descriptions'!$B$10:$H$46,CN$99,FALSE),\"\"),\"\")","v":""},{"$f":"IF($BA117<>\"\",IF(INDIRECT(\"Measures!\"&CO$99&$BA117)<>\"\",INDIRECT(\"Measures!\"&CO$99&$BA117),\"\"),\"\")","v":""}]
[null,null,"","",{"$f":"IF($B118<>\"\",IF(INDIRECT(\"Measures!\"&E$99&$B118)<>\"\",INDIRECT(\"Measures!\"&E$99&$B118),\"\"),\"\")","v":""},{"$f":"IF($B118<>\"\",IF(INDIRECT(\"Measures!\"&F$99&$B118)<>\"\",INDIRECT(\"Measures!\"&F$99&$B118),\"\"),\"\")","v":""},{"$f":"IF($B118<>\"\",IF(INDIRECT(\"Measures!\"&G$99&$B118)<>\"\",INDIRECT(\"Measures!\"&G$99&$B118),\"\"),\"\")","v":""},{"$f":"IF($B118<>\"\",IF(INDIRECT(\"Measures!\"&H$99&$B118)<>\"\",INDIRECT(\"Measures!\"&H$99&$B118),\"\"),\"\")","v":""},{"$f":"IF($B118<>\"\",IF(INDIRECT(\"Measures!\"&I$99&$B118)<>\"\",INDIRECT(\"Measures!\"&I$99&$B118),\"\"),\"\")","v":""},{"$f":"IF($B118<>\"\",IF(INDIRECT(\"Measures!\"&J$99&$B118)<>\"\",INDIRECT(\"Measures!\"&J$99&$B118),\"\"),\"\")","v":""},{"$f":"IF($B118<>\"\",IF(INDIRECT(\"Measures!\"&K$99&$B118)<>\"\",INDIRECT(\"Measures!\"&K$99&$B118),\"\"),\"\")","v":""},{"$f":"IF($B118<>\"\",IF(INDIRECT(\"Measures!\"&L$99&$B118)<>\"\",INDIRECT(\"Measures!\"&L$99&$B118),\"\"),\"\")","v":""},{"$f":"IF($B118<>\"\",IF(INDIRECT(\"Measures!\"&M$99&$B118)<>\"\",INDIRECT(\"Measures!\"&M$99&$B118),\"\"),\"\")","v":""},{"$f":"IF($B118<>\"\",IF(INDIRECT(\"Measures!\"&N$99&$B118)<>\"\",INDIRECT(\"Measures!\"&N$99&$B118),\"\"),\"\")","v":""},{"$f":"IF($B118<>\"\",IF(INDIRECT(\"Measures!\"&O$99&$B118)<>\"\",INDIRECT(\"Measures!\"&O$99&$B118),\"\"),\"\")","v":""},{"$f":"IF($B118<>\"\",IF(INDIRECT(\"Measures!\"&P$99&$B118)<>\"\",INDIRECT(\"Measures!\"&P$99&$B118),\"\"),\"\")","v":""},{"$f":"IF($B118<>\"\",IF(INDIRECT(\"Measures!\"&Q$99&$B118)<>\"\",INDIRECT(\"Measures!\"&Q$99&$B118),\"\"),\"\")","v":""},{"$f":"IF($B118<>\"\",IF(INDIRECT(\"Measures!\"&R$99&$B118)<>\"\",INDIRECT(\"Measures!\"&R$99&$B118),\"\"),\"\")","v":""},{"$f":"IF($B118<>\"\",IF(INDIRECT(\"Measures!\"&S$99&$B118)<>\"\",INDIRECT(\"Measures!\"&S$99&$B118),\"\"),\"\")","v":""},{"$f":"IF($B118<>\"\",IF(INDIRECT(\"Measures!\"&T$99&$B118)<>\"\",INDIRECT(\"Measures!\"&T$99&$B118),\"\"),\"\")","v":""},{"$f":"IF($B118<>\"\",IF(INDIRECT(\"Measures!\"&U$99&$B118)<>\"\",INDIRECT(\"Measures!\"&U$99&$B118),\"\"),\"\")","v":""},{"$f":"IF($B118<>\"\",IF(INDIRECT(\"Measures!\"&V$99&$B118)<>\"\",INDIRECT(\"Measures!\"&V$99&$B118),\"\"),\"\")","v":""},{"$f":"IF($B118<>\"\",IF(INDIRECT(\"Measures!\"&W$99&$B118)<>\"\",INDIRECT(\"Measures!\"&W$99&$B118),\"\"),\"\")","v":""},{"$f":"IF($B118<>\"\",IF(INDIRECT(\"Measures!\"&X$99&$B118)<>\"\",INDIRECT(\"Measures!\"&X$99&$B118),\"\"),\"\")","v":""},{"$f":"IF($B118<>\"\",IF(INDIRECT(\"Measures!\"&Y$99&$B118)<>\"\",INDIRECT(\"Measures!\"&Y$99&$B118),\"\"),\"\")","v":""},{"$f":"IF($B118<>\"\",IF(INDIRECT(\"Measures!\"&Z$99&$B118)<>\"\",INDIRECT(\"Measures!\"&Z$99&$B118),\"\"),\"\")","v":""},{"$f":"IF($B118<>\"\",IF(INDIRECT(\"Measures!\"&AA$99&$B118)<>\"\",INDIRECT(\"Measures!\"&AA$99&$B118),\"\"),\"\")","v":""},{"$f":"IF($B118<>\"\",IF(INDIRECT(\"Measures!\"&AB$99&$B118)<>\"\",INDIRECT(\"Measures!\"&AB$99&$B118),\"\"),\"\")","v":""},{"$f":"IF($B118<>\"\",IF(INDIRECT(\"Measures!\"&AC$99&$B118)<>\"\",INDIRECT(\"Measures!\"&AC$99&$B118),\"\"),\"\")","v":""},{"$f":"IF($B118<>\"\",IF(INDIRECT(\"Measures!\"&AD$99&$B118)<>\"\",INDIRECT(\"Measures!\"&AD$99&$B118),\"\"),\"\")","v":""},{"$f":"IF($B118<>\"\",IF(INDIRECT(\"Measures!\"&AE$99&$B118)<>\"\",INDIRECT(\"Measures!\"&AE$99&$B118),\"\"),\"\")","v":""},{"$f":"IF($B118<>\"\",IF(INDIRECT(\"Measures!\"&AF$99&$B118)<>\"\",INDIRECT(\"Measures!\"&AF$99&$B118),\"\"),\"\")","v":""},{"$f":"IF($B118<>\"\",IF(INDIRECT(\"Measures!\"&AG$99&$B118)<>\"\",INDIRECT(\"Measures!\"&AG$99&$B118),\"\"),\"\")","v":""},{"$f":"IF($B118<>\"\",IF(INDIRECT(\"Measures!\"&AH$99&$B118)<>\"\",INDIRECT(\"Measures!\"&AH$99&$B118),\"\"),\"\")","v":""},{"$f":"INDEX('Measure Descriptions'!$A$10:$A$46,MATCH(Map_Elec_Mid[[#This Row],[Measure]],'Measure Descriptions'!$B$10:$B$46,0))","v":""},{"$f":"IF($B118<>\"\",IF(VLOOKUP(Map_Elec_Mid[[#This Row],[Measure]],'Measure Descriptions'!$B$10:$H$46,AJ$99,FALSE)<>\"\",VLOOKUP(Map_Elec_Mid[[#This Row],[Measure]],'Measure Descriptions'!$B$10:$H$46,AJ$99,FALSE),\"\"),\"\")","v":""},{"$f":"IF($B118<>\"\",IF(VLOOKUP(Map_Elec_Mid[[#This Row],[Measure]],'Measure Descriptions'!$B$10:$H$46,AK$99,FALSE)<>\"\",VLOOKUP(Map_Elec_Mid[[#This Row],[Measure]],'Measure Descriptions'!$B$10:$H$46,AK$99,FALSE),\"\"),\"\")","v":""},{"$f":"IF($B118<>\"\",IF(VLOOKUP(Map_Elec_Mid[[#This Row],[Measure]],'Measure Descriptions'!$B$10:$H$46,AL$99,FALSE)<>\"\",VLOOKUP(Map_Elec_Mid[[#This Row],[Measure]],'Measure Descriptions'!$B$10:$H$46,AL$99,FALSE),\"\"),\"\")","v":""},{"$f":"IF($B118<>\"\",IF(VLOOKUP(Map_Elec_Mid[[#This Row],[Measure]],'Measure Descriptions'!$B$10:$H$46,AM$99,FALSE)<>\"\",VLOOKUP(Map_Elec_Mid[[#This Row],[Measure]],'Measure Descriptions'!$B$10:$H$46,AM$99,FALSE),\"\"),\"\")","v":""},{"$f":"IF($B118<>\"\",IF(VLOOKUP(Map_Elec_Mid[[#This Row],[Measure]],'Measure Descriptions'!$B$10:$H$46,AN$99,FALSE)<>\"\",VLOOKUP(Map_Elec_Mid[[#This Row],[Measure]],'Measure Descriptions'!$B$10:$H$46,AN$99,FALSE),\"\"),\"\")","v":""},{"$f":"IF($B118<>\"\",IF(VLOOKUP(Map_Elec_Mid[[#This Row],[Measure]],'Measure Descriptions'!$B$10:$H$46,AO$99,FALSE)<>\"\",VLOOKUP(Map_Elec_Mid[[#This Row],[Measure]],'Measure Descriptions'!$B$10:$H$46,AO$99,FALSE),\"\"),\"\")","v":""},{"$f":"IF($B118<>\"\",IF(INDIRECT(\"Measures!\"&AP$99&$B118)<>\"\",INDIRECT(\"Measures!\"&AP$99&$B118),\"\"),\"\")","v":""},null,null,null,null,null,null,null,null,null,null,null,"","",{"$f":"IF($BA118<>\"\",IF(INDIRECT(\"Measures!\"&BD$99&$BA118)<>\"\",INDIRECT(\"Measures!\"&BD$99&$BA118),\"\"),\"\")","v":""},{"$f":"IF($BA118<>\"\",IF(INDIRECT(\"Measures!\"&BE$99&$BA118)<>\"\",INDIRECT(\"Measures!\"&BE$99&$BA118),\"\"),\"\")","v":""},{"$f":"IF($BA118<>\"\",IF(INDIRECT(\"Measures!\"&BF$99&$BA118)<>\"\",INDIRECT(\"Measures!\"&BF$99&$BA118),\"\"),\"\")","v":""},{"$f":"IF($BA118<>\"\",IF(INDIRECT(\"Measures!\"&BG$99&$BA118)<>\"\",INDIRECT(\"Measures!\"&BG$99&$BA118),\"\"),\"\")","v":""},{"$f":"IF($BA118<>\"\",IF(INDIRECT(\"Measures!\"&BH$99&$BA118)<>\"\",INDIRECT(\"Measures!\"&BH$99&$BA118),\"\"),\"\")","v":""},{"$f":"IF($BA118<>\"\",IF(INDIRECT(\"Measures!\"&BI$99&$BA118)<>\"\",INDIRECT(\"Measures!\"&BI$99&$BA118),\"\"),\"\")","v":""},{"$f":"IF($BA118<>\"\",IF(INDIRECT(\"Measures!\"&BJ$99&$BA118)<>\"\",INDIRECT(\"Measures!\"&BJ$99&$BA118),\"\"),\"\")","v":""},{"$f":"IF($BA118<>\"\",IF(INDIRECT(\"Measures!\"&BK$99&$BA118)<>\"\",INDIRECT(\"Measures!\"&BK$99&$BA118),\"\"),\"\")","v":""},{"$f":"IF($BA118<>\"\",IF(INDIRECT(\"Measures!\"&BL$99&$BA118)<>\"\",INDIRECT(\"Measures!\"&BL$99&$BA118),\"\"),\"\")","v":""},{"$f":"IF($BA118<>\"\",IF(INDIRECT(\"Measures!\"&BM$99&$BA118)<>\"\",INDIRECT(\"Measures!\"&BM$99&$BA118),\"\"),\"\")","v":""},{"$f":"IF($BA118<>\"\",IF(INDIRECT(\"Measures!\"&BN$99&$BA118)<>\"\",INDIRECT(\"Measures!\"&BN$99&$BA118),\"\"),\"\")","v":""},{"$f":"IF($BA118<>\"\",IF(INDIRECT(\"Measures!\"&BO$99&$BA118)<>\"\",INDIRECT(\"Measures!\"&BO$99&$BA118),\"\"),\"\")","v":""},{"$f":"IF($BA118<>\"\",IF(INDIRECT(\"Measures!\"&BP$99&$BA118)<>\"\",INDIRECT(\"Measures!\"&BP$99&$BA118),\"\"),\"\")","v":""},{"$f":"IF($BA118<>\"\",IF(INDIRECT(\"Measures!\"&BQ$99&$BA118)<>\"\",INDIRECT(\"Measures!\"&BQ$99&$BA118),\"\"),\"\")","v":""},{"$f":"IF($BA118<>\"\",IF(INDIRECT(\"Measures!\"&BR$99&$BA118)<>\"\",INDIRECT(\"Measures!\"&BR$99&$BA118),\"\"),\"\")","v":""},{"$f":"IF($BA118<>\"\",IF(INDIRECT(\"Measures!\"&BS$99&$BA118)<>\"\",INDIRECT(\"Measures!\"&BS$99&$BA118),\"\"),\"\")","v":""},{"$f":"IF($BA118<>\"\",IF(INDIRECT(\"Measures!\"&BT$99&$BA118)<>\"\",INDIRECT(\"Measures!\"&BT$99&$BA118),\"\"),\"\")","v":""},{"$f":"IF($BA118<>\"\",IF(INDIRECT(\"Measures!\"&BU$99&$BA118)<>\"\",INDIRECT(\"Measures!\"&BU$99&$BA118),\"\"),\"\")","v":""},{"$f":"IF($BA118<>\"\",IF(INDIRECT(\"Measures!\"&BV$99&$BA118)<>\"\",INDIRECT(\"Measures!\"&BV$99&$BA118),\"\"),\"\")","v":""},{"$f":"IF($BA118<>\"\",IF(INDIRECT(\"Measures!\"&BW$99&$BA118)<>\"\",INDIRECT(\"Measures!\"&BW$99&$BA118),\"\"),\"\")","v":""},{"$f":"IF($BA118<>\"\",IF(INDIRECT(\"Measures!\"&BX$99&$BA118)<>\"\",INDIRECT(\"Measures!\"&BX$99&$BA118),\"\"),\"\")","v":""},{"$f":"IF($BA118<>\"\",IF(INDIRECT(\"Measures!\"&BY$99&$BA118)<>\"\",INDIRECT(\"Measures!\"&BY$99&$BA118),\"\"),\"\")","v":""},{"$f":"IF($BA118<>\"\",IF(INDIRECT(\"Measures!\"&BZ$99&$BA118)<>\"\",INDIRECT(\"Measures!\"&BZ$99&$BA118),\"\"),\"\")","v":""},{"$f":"IF($BA118<>\"\",IF(INDIRECT(\"Measures!\"&CA$99&$BA118)<>\"\",INDIRECT(\"Measures!\"&CA$99&$BA118),\"\"),\"\")","v":""},{"$f":"IF($BA118<>\"\",IF(INDIRECT(\"Measures!\"&CB$99&$BA118)<>\"\",INDIRECT(\"Measures!\"&CB$99&$BA118),\"\"),\"\")","v":""},{"$f":"IF($BA118<>\"\",IF(INDIRECT(\"Measures!\"&CC$99&$BA118)<>\"\",INDIRECT(\"Measures!\"&CC$99&$BA118),\"\"),\"\")","v":""},{"$f":"IF($BA118<>\"\",IF(INDIRECT(\"Measures!\"&CD$99&$BA118)<>\"\",INDIRECT(\"Measures!\"&CD$99&$BA118),\"\"),\"\")","v":""},{"$f":"IF($BA118<>\"\",IF(INDIRECT(\"Measures!\"&CE$99&$BA118)<>\"\",INDIRECT(\"Measures!\"&CE$99&$BA118),\"\"),\"\")","v":""},{"$f":"IF($BA118<>\"\",IF(INDIRECT(\"Measures!\"&CF$99&$BA118)<>\"\",INDIRECT(\"Measures!\"&CF$99&$BA118),\"\"),\"\")","v":""},{"$f":"IF($BA118<>\"\",IF(INDIRECT(\"Measures!\"&CG$99&$BA118)<>\"\",INDIRECT(\"Measures!\"&CG$99&$BA118),\"\"),\"\")","v":""},{"$f":"INDEX('Measure Descriptions'!$A$10:$A$46,MATCH(Map_Gas_Mid[[#This Row],[Measure]],'Measure Descriptions'!$B$10:$B$46,0))","v":""},{"$f":"IF($BA118<>\"\",IF(VLOOKUP(Map_Gas_Mid[[#This Row],[Measure]],'Measure Descriptions'!$B$10:$H$46,CI$99,FALSE)<>\"\",VLOOKUP(Map_Gas_Mid[[#This Row],[Measure]],'Measure Descriptions'!$B$10:$H$46,CI$99,FALSE),\"\"),\"\")","v":""},{"$f":"IF($BA118<>\"\",IF(VLOOKUP(Map_Gas_Mid[[#This Row],[Measure]],'Measure Descriptions'!$B$10:$H$46,CJ$99,FALSE)<>\"\",VLOOKUP(Map_Gas_Mid[[#This Row],[Measure]],'Measure Descriptions'!$B$10:$H$46,CJ$99,FALSE),\"\"),\"\")","v":""},{"$f":"IF($BA118<>\"\",IF(VLOOKUP(Map_Gas_Mid[[#This Row],[Measure]],'Measure Descriptions'!$B$10:$H$46,CK$99,FALSE)<>\"\",VLOOKUP(Map_Gas_Mid[[#This Row],[Measure]],'Measure Descriptions'!$B$10:$H$46,CK$99,FALSE),\"\"),\"\")","v":""},{"$f":"IF($BA118<>\"\",IF(VLOOKUP(Map_Gas_Mid[[#This Row],[Measure]],'Measure Descriptions'!$B$10:$H$46,CL$99,FALSE)<>\"\",VLOOKUP(Map_Gas_Mid[[#This Row],[Measure]],'Measure Descriptions'!$B$10:$H$46,CL$99,FALSE),\"\"),\"\")","v":""},{"$f":"IF($BA118<>\"\",IF(VLOOKUP(Map_Gas_Mid[[#This Row],[Measure]],'Measure Descriptions'!$B$10:$H$46,CM$99,FALSE)<>\"\",VLOOKUP(Map_Gas_Mid[[#This Row],[Measure]],'Measure Descriptions'!$B$10:$H$46,CM$99,FALSE),\"\"),\"\")","v":""},{"$f":"IF($BA118<>\"\",IF(VLOOKUP(Map_Gas_Mid[[#This Row],[Measure]],'Measure Descriptions'!$B$10:$H$46,CN$99,FALSE)<>\"\",VLOOKUP(Map_Gas_Mid[[#This Row],[Measure]],'Measure Descriptions'!$B$10:$H$46,CN$99,FALSE),\"\"),\"\")","v":""},{"$f":"IF($BA118<>\"\",IF(INDIRECT(\"Measures!\"&CO$99&$BA118)<>\"\",INDIRECT(\"Measures!\"&CO$99&$BA118),\"\"),\"\")","v":""}]
[null,null,"","",{"$f":"IF($B119<>\"\",IF(INDIRECT(\"Measures!\"&E$99&$B119)<>\"\",INDIRECT(\"Measures!\"&E$99&$B119),\"\"),\"\")","v":""},{"$f":"IF($B119<>\"\",IF(INDIRECT(\"Measures!\"&F$99&$B119)<>\"\",INDIRECT(\"Measures!\"&F$99&$B119),\"\"),\"\")","v":""},{"$f":"IF($B119<>\"\",IF(INDIRECT(\"Measures!\"&G$99&$B119)<>\"\",INDIRECT(\"Measures!\"&G$99&$B119),\"\"),\"\")","v":""},{"$f":"IF($B119<>\"\",IF(INDIRECT(\"Measures!\"&H$99&$B119)<>\"\",INDIRECT(\"Measures!\"&H$99&$B119),\"\"),\"\")","v":""},{"$f":"IF($B119<>\"\",IF(INDIRECT(\"Measures!\"&I$99&$B119)<>\"\",INDIRECT(\"Measures!\"&I$99&$B119),\"\"),\"\")","v":""},{"$f":"IF($B119<>\"\",IF(INDIRECT(\"Measures!\"&J$99&$B119)<>\"\",INDIRECT(\"Measures!\"&J$99&$B119),\"\"),\"\")","v":""},{"$f":"IF($B119<>\"\",IF(INDIRECT(\"Measures!\"&K$99&$B119)<>\"\",INDIRECT(\"Measures!\"&K$99&$B119),\"\"),\"\")","v":""},{"$f":"IF($B119<>\"\",IF(INDIRECT(\"Measures!\"&L$99&$B119)<>\"\",INDIRECT(\"Measures!\"&L$99&$B119),\"\"),\"\")","v":""},{"$f":"IF($B119<>\"\",IF(INDIRECT(\"Measures!\"&M$99&$B119)<>\"\",INDIRECT(\"Measures!\"&M$99&$B119),\"\"),\"\")","v":""},{"$f":"IF($B119<>\"\",IF(INDIRECT(\"Measures!\"&N$99&$B119)<>\"\",INDIRECT(\"Measures!\"&N$99&$B119),\"\"),\"\")","v":""},{"$f":"IF($B119<>\"\",IF(INDIRECT(\"Measures!\"&O$99&$B119)<>\"\",INDIRECT(\"Measures!\"&O$99&$B119),\"\"),\"\")","v":""},{"$f":"IF($B119<>\"\",IF(INDIRECT(\"Measures!\"&P$99&$B119)<>\"\",INDIRECT(\"Measures!\"&P$99&$B119),\"\"),\"\")","v":""},{"$f":"IF($B119<>\"\",IF(INDIRECT(\"Measures!\"&Q$99&$B119)<>\"\",INDIRECT(\"Measures!\"&Q$99&$B119),\"\"),\"\")","v":""},{"$f":"IF($B119<>\"\",IF(INDIRECT(\"Measures!\"&R$99&$B119)<>\"\",INDIRECT(\"Measures!\"&R$99&$B119),\"\"),\"\")","v":""},{"$f":"IF($B119<>\"\",IF(INDIRECT(\"Measures!\"&S$99&$B119)<>\"\",INDIRECT(\"Measures!\"&S$99&$B119),\"\"),\"\")","v":""},{"$f":"IF($B119<>\"\",IF(INDIRECT(\"Measures!\"&T$99&$B119)<>\"\",INDIRECT(\"Measures!\"&T$99&$B119),\"\"),\"\")","v":""},{"$f":"IF($B119<>\"\",IF(INDIRECT(\"Measures!\"&U$99&$B119)<>\"\",INDIRECT(\"Measures!\"&U$99&$B119),\"\"),\"\")","v":""},{"$f":"IF($B119<>\"\",IF(INDIRECT(\"Measures!\"&V$99&$B119)<>\"\",INDIRECT(\"Measures!\"&V$99&$B119),\"\"),\"\")","v":""},{"$f":"IF($B119<>\"\",IF(INDIRECT(\"Measures!\"&W$99&$B119)<>\"\",INDIRECT(\"Measures!\"&W$99&$B119),\"\"),\"\")","v":""},{"$f":"IF($B119<>\"\",IF(INDIRECT(\"Measures!\"&X$99&$B119)<>\"\",INDIRECT(\"Measures!\"&X$99&$B119),\"\"),\"\")","v":""},{"$f":"IF($B119<>\"\",IF(INDIRECT(\"Measures!\"&Y$99&$B119)<>\"\",INDIRECT(\"Measures!\"&Y$99&$B119),\"\"),\"\")","v":""},{"$f":"IF($B119<>\"\",IF(INDIRECT(\"Measures!\"&Z$99&$B119)<>\"\",INDIRECT(\"Measures!\"&Z$99&$B119),\"\"),\"\")","v":""},{"$f":"IF($B119<>\"\",IF(INDIRECT(\"Measures!\"&AA$99&$B119)<>\"\",INDIRECT(\"Measures!\"&AA$99&$B119),\"\"),\"\")","v":""},{"$f":"IF($B119<>\"\",IF(INDIRECT(\"Measures!\"&AB$99&$B119)<>\"\",INDIRECT(\"Measures!\"&AB$99&$B119),\"\"),\"\")","v":""},{"$f":"IF($B119<>\"\",IF(INDIRECT(\"Measures!\"&AC$99&$B119)<>\"\",INDIRECT(\"Measures!\"&AC$99&$B119),\"\"),\"\")","v":""},{"$f":"IF($B119<>\"\",IF(INDIRECT(\"Measures!\"&AD$99&$B119)<>\"\",INDIRECT(\"Measures!\"&AD$99&$B119),\"\"),\"\")","v":""},{"$f":"IF($B119<>\"\",IF(INDIRECT(\"Measures!\"&AE$99&$B119)<>\"\",INDIRECT(\"Measures!\"&AE$99&$B119),\"\"),\"\")","v":""},{"$f":"IF($B119<>\"\",IF(INDIRECT(\"Measures!\"&AF$99&$B119)<>\"\",INDIRECT(\"Measures!\"&AF$99&$B119),\"\"),\"\")","v":""},{"$f":"IF($B119<>\"\",IF(INDIRECT(\"Measures!\"&AG$99&$B119)<>\"\",INDIRECT(\"Measures!\"&AG$99&$B119),\"\"),\"\")","v":""},{"$f":"IF($B119<>\"\",IF(INDIRECT(\"Measures!\"&AH$99&$B119)<>\"\",INDIRECT(\"Measures!\"&AH$99&$B119),\"\"),\"\")","v":""},{"$f":"INDEX('Measure Descriptions'!$A$10:$A$46,MATCH(Map_Elec_Mid[[#This Row],[Measure]],'Measure Descriptions'!$B$10:$B$46,0))","v":""},{"$f":"IF($B119<>\"\",IF(VLOOKUP(Map_Elec_Mid[[#This Row],[Measure]],'Measure Descriptions'!$B$10:$H$46,AJ$99,FALSE)<>\"\",VLOOKUP(Map_Elec_Mid[[#This Row],[Measure]],'Measure Descriptions'!$B$10:$H$46,AJ$99,FALSE),\"\"),\"\")","v":""},{"$f":"IF($B119<>\"\",IF(VLOOKUP(Map_Elec_Mid[[#This Row],[Measure]],'Measure Descriptions'!$B$10:$H$46,AK$99,FALSE)<>\"\",VLOOKUP(Map_Elec_Mid[[#This Row],[Measure]],'Measure Descriptions'!$B$10:$H$46,AK$99,FALSE),\"\"),\"\")","v":""},{"$f":"IF($B119<>\"\",IF(VLOOKUP(Map_Elec_Mid[[#This Row],[Measure]],'Measure Descriptions'!$B$10:$H$46,AL$99,FALSE)<>\"\",VLOOKUP(Map_Elec_Mid[[#This Row],[Measure]],'Measure Descriptions'!$B$10:$H$46,AL$99,FALSE),\"\"),\"\")","v":""},{"$f":"IF($B119<>\"\",IF(VLOOKUP(Map_Elec_Mid[[#This Row],[Measure]],'Measure Descriptions'!$B$10:$H$46,AM$99,FALSE)<>\"\",VLOOKUP(Map_Elec_Mid[[#This Row],[Measure]],'Measure Descriptions'!$B$10:$H$46,AM$99,FALSE),\"\"),\"\")","v":""},{"$f":"IF($B119<>\"\",IF(VLOOKUP(Map_Elec_Mid[[#This Row],[Measure]],'Measure Descriptions'!$B$10:$H$46,AN$99,FALSE)<>\"\",VLOOKUP(Map_Elec_Mid[[#This Row],[Measure]],'Measure Descriptions'!$B$10:$H$46,AN$99,FALSE),\"\"),\"\")","v":""},{"$f":"IF($B119<>\"\",IF(VLOOKUP(Map_Elec_Mid[[#This Row],[Measure]],'Measure Descriptions'!$B$10:$H$46,AO$99,FALSE)<>\"\",VLOOKUP(Map_Elec_Mid[[#This Row],[Measure]],'Measure Descriptions'!$B$10:$H$46,AO$99,FALSE),\"\"),\"\")","v":""},{"$f":"IF($B119<>\"\",IF(INDIRECT(\"Measures!\"&AP$99&$B119)<>\"\",INDIRECT(\"Measures!\"&AP$99&$B119),\"\"),\"\")","v":""},null,null,null,null,null,null,null,null,null,null,null,"","",{"$f":"IF($BA119<>\"\",IF(INDIRECT(\"Measures!\"&BD$99&$BA119)<>\"\",INDIRECT(\"Measures!\"&BD$99&$BA119),\"\"),\"\")","v":""},{"$f":"IF($BA119<>\"\",IF(INDIRECT(\"Measures!\"&BE$99&$BA119)<>\"\",INDIRECT(\"Measures!\"&BE$99&$BA119),\"\"),\"\")","v":""},{"$f":"IF($BA119<>\"\",IF(INDIRECT(\"Measures!\"&BF$99&$BA119)<>\"\",INDIRECT(\"Measures!\"&BF$99&$BA119),\"\"),\"\")","v":""},{"$f":"IF($BA119<>\"\",IF(INDIRECT(\"Measures!\"&BG$99&$BA119)<>\"\",INDIRECT(\"Measures!\"&BG$99&$BA119),\"\"),\"\")","v":""},{"$f":"IF($BA119<>\"\",IF(INDIRECT(\"Measures!\"&BH$99&$BA119)<>\"\",INDIRECT(\"Measures!\"&BH$99&$BA119),\"\"),\"\")","v":""},{"$f":"IF($BA119<>\"\",IF(INDIRECT(\"Measures!\"&BI$99&$BA119)<>\"\",INDIRECT(\"Measures!\"&BI$99&$BA119),\"\"),\"\")","v":""},{"$f":"IF($BA119<>\"\",IF(INDIRECT(\"Measures!\"&BJ$99&$BA119)<>\"\",INDIRECT(\"Measures!\"&BJ$99&$BA119),\"\"),\"\")","v":""},{"$f":"IF($BA119<>\"\",IF(INDIRECT(\"Measures!\"&BK$99&$BA119)<>\"\",INDIRECT(\"Measures!\"&BK$99&$BA119),\"\"),\"\")","v":""},{"$f":"IF($BA119<>\"\",IF(INDIRECT(\"Measures!\"&BL$99&$BA119)<>\"\",INDIRECT(\"Measures!\"&BL$99&$BA119),\"\"),\"\")","v":""},{"$f":"IF($BA119<>\"\",IF(INDIRECT(\"Measures!\"&BM$99&$BA119)<>\"\",INDIRECT(\"Measures!\"&BM$99&$BA119),\"\"),\"\")","v":""},{"$f":"IF($BA119<>\"\",IF(INDIRECT(\"Measures!\"&BN$99&$BA119)<>\"\",INDIRECT(\"Measures!\"&BN$99&$BA119),\"\"),\"\")","v":""},{"$f":"IF($BA119<>\"\",IF(INDIRECT(\"Measures!\"&BO$99&$BA119)<>\"\",INDIRECT(\"Measures!\"&BO$99&$BA119),\"\"),\"\")","v":""},{"$f":"IF($BA119<>\"\",IF(INDIRECT(\"Measures!\"&BP$99&$BA119)<>\"\",INDIRECT(\"Measures!\"&BP$99&$BA119),\"\"),\"\")","v":""},{"$f":"IF($BA119<>\"\",IF(INDIRECT(\"Measures!\"&BQ$99&$BA119)<>\"\",INDIRECT(\"Measures!\"&BQ$99&$BA119),\"\"),\"\")","v":""},{"$f":"IF($BA119<>\"\",IF(INDIRECT(\"Measures!\"&BR$99&$BA119)<>\"\",INDIRECT(\"Measures!\"&BR$99&$BA119),\"\"),\"\")","v":""},{"$f":"IF($BA119<>\"\",IF(INDIRECT(\"Measures!\"&BS$99&$BA119)<>\"\",INDIRECT(\"Measures!\"&BS$99&$BA119),\"\"),\"\")","v":""},{"$f":"IF($BA119<>\"\",IF(INDIRECT(\"Measures!\"&BT$99&$BA119)<>\"\",INDIRECT(\"Measures!\"&BT$99&$BA119),\"\"),\"\")","v":""},{"$f":"IF($BA119<>\"\",IF(INDIRECT(\"Measures!\"&BU$99&$BA119)<>\"\",INDIRECT(\"Measures!\"&BU$99&$BA119),\"\"),\"\")","v":""},{"$f":"IF($BA119<>\"\",IF(INDIRECT(\"Measures!\"&BV$99&$BA119)<>\"\",INDIRECT(\"Measures!\"&BV$99&$BA119),\"\"),\"\")","v":""},{"$f":"IF($BA119<>\"\",IF(INDIRECT(\"Measures!\"&BW$99&$BA119)<>\"\",INDIRECT(\"Measures!\"&BW$99&$BA119),\"\"),\"\")","v":""},{"$f":"IF($BA119<>\"\",IF(INDIRECT(\"Measures!\"&BX$99&$BA119)<>\"\",INDIRECT(\"Measures!\"&BX$99&$BA119),\"\"),\"\")","v":""},{"$f":"IF($BA119<>\"\",IF(INDIRECT(\"Measures!\"&BY$99&$BA119)<>\"\",INDIRECT(\"Measures!\"&BY$99&$BA119),\"\"),\"\")","v":""},{"$f":"IF($BA119<>\"\",IF(INDIRECT(\"Measures!\"&BZ$99&$BA119)<>\"\",INDIRECT(\"Measures!\"&BZ$99&$BA119),\"\"),\"\")","v":""},{"$f":"IF($BA119<>\"\",IF(INDIRECT(\"Measures!\"&CA$99&$BA119)<>\"\",INDIRECT(\"Measures!\"&CA$99&$BA119),\"\"),\"\")","v":""},{"$f":"IF($BA119<>\"\",IF(INDIRECT(\"Measures!\"&CB$99&$BA119)<>\"\",INDIRECT(\"Measures!\"&CB$99&$BA119),\"\"),\"\")","v":""},{"$f":"IF($BA119<>\"\",IF(INDIRECT(\"Measures!\"&CC$99&$BA119)<>\"\",INDIRECT(\"Measures!\"&CC$99&$BA119),\"\"),\"\")","v":""},{"$f":"IF($BA119<>\"\",IF(INDIRECT(\"Measures!\"&CD$99&$BA119)<>\"\",INDIRECT(\"Measures!\"&CD$99&$BA119),\"\"),\"\")","v":""},{"$f":"IF($BA119<>\"\",IF(INDIRECT(\"Measures!\"&CE$99&$BA119)<>\"\",INDIRECT(\"Measures!\"&CE$99&$BA119),\"\"),\"\")","v":""},{"$f":"IF($BA119<>\"\",IF(INDIRECT(\"Measures!\"&CF$99&$BA119)<>\"\",INDIRECT(\"Measures!\"&CF$99&$BA119),\"\"),\"\")","v":""},{"$f":"IF($BA119<>\"\",IF(INDIRECT(\"Measures!\"&CG$99&$BA119)<>\"\",INDIRECT(\"Measures!\"&CG$99&$BA119),\"\"),\"\")","v":""},{"$f":"INDEX('Measure Descriptions'!$A$10:$A$46,MATCH(Map_Gas_Mid[[#This Row],[Measure]],'Measure Descriptions'!$B$10:$B$46,0))","v":""},{"$f":"IF($BA119<>\"\",IF(VLOOKUP(Map_Gas_Mid[[#This Row],[Measure]],'Measure Descriptions'!$B$10:$H$46,CI$99,FALSE)<>\"\",VLOOKUP(Map_Gas_Mid[[#This Row],[Measure]],'Measure Descriptions'!$B$10:$H$46,CI$99,FALSE),\"\"),\"\")","v":""},{"$f":"IF($BA119<>\"\",IF(VLOOKUP(Map_Gas_Mid[[#This Row],[Measure]],'Measure Descriptions'!$B$10:$H$46,CJ$99,FALSE)<>\"\",VLOOKUP(Map_Gas_Mid[[#This Row],[Measure]],'Measure Descriptions'!$B$10:$H$46,CJ$99,FALSE),\"\"),\"\")","v":""},{"$f":"IF($BA119<>\"\",IF(VLOOKUP(Map_Gas_Mid[[#This Row],[Measure]],'Measure Descriptions'!$B$10:$H$46,CK$99,FALSE)<>\"\",VLOOKUP(Map_Gas_Mid[[#This Row],[Measure]],'Measure Descriptions'!$B$10:$H$46,CK$99,FALSE),\"\"),\"\")","v":""},{"$f":"IF($BA119<>\"\",IF(VLOOKUP(Map_Gas_Mid[[#This Row],[Measure]],'Measure Descriptions'!$B$10:$H$46,CL$99,FALSE)<>\"\",VLOOKUP(Map_Gas_Mid[[#This Row],[Measure]],'Measure Descriptions'!$B$10:$H$46,CL$99,FALSE),\"\"),\"\")","v":""},{"$f":"IF($BA119<>\"\",IF(VLOOKUP(Map_Gas_Mid[[#This Row],[Measure]],'Measure Descriptions'!$B$10:$H$46,CM$99,FALSE)<>\"\",VLOOKUP(Map_Gas_Mid[[#This Row],[Measure]],'Measure Descriptions'!$B$10:$H$46,CM$99,FALSE),\"\"),\"\")","v":""},{"$f":"IF($BA119<>\"\",IF(VLOOKUP(Map_Gas_Mid[[#This Row],[Measure]],'Measure Descriptions'!$B$10:$H$46,CN$99,FALSE)<>\"\",VLOOKUP(Map_Gas_Mid[[#This Row],[Measure]],'Measure Descriptions'!$B$10:$H$46,CN$99,FALSE),\"\"),\"\")","v":""},{"$f":"IF($BA119<>\"\",IF(INDIRECT(\"Measures!\"&CO$99&$BA119)<>\"\",INDIRECT(\"Measures!\"&CO$99&$BA119),\"\"),\"\")","v":""}]
[null,null,"","",{"$f":"IF($B120<>\"\",IF(INDIRECT(\"Measures!\"&E$99&$B120)<>\"\",INDIRECT(\"Measures!\"&E$99&$B120),\"\"),\"\")","v":""},{"$f":"IF($B120<>\"\",IF(INDIRECT(\"Measures!\"&F$99&$B120)<>\"\",INDIRECT(\"Measures!\"&F$99&$B120),\"\"),\"\")","v":""},{"$f":"IF($B120<>\"\",IF(INDIRECT(\"Measures!\"&G$99&$B120)<>\"\",INDIRECT(\"Measures!\"&G$99&$B120),\"\"),\"\")","v":""},{"$f":"IF($B120<>\"\",IF(INDIRECT(\"Measures!\"&H$99&$B120)<>\"\",INDIRECT(\"Measures!\"&H$99&$B120),\"\"),\"\")","v":""},{"$f":"IF($B120<>\"\",IF(INDIRECT(\"Measures!\"&I$99&$B120)<>\"\",INDIRECT(\"Measures!\"&I$99&$B120),\"\"),\"\")","v":""},{"$f":"IF($B120<>\"\",IF(INDIRECT(\"Measures!\"&J$99&$B120)<>\"\",INDIRECT(\"Measures!\"&J$99&$B120),\"\"),\"\")","v":""},{"$f":"IF($B120<>\"\",IF(INDIRECT(\"Measures!\"&K$99&$B120)<>\"\",INDIRECT(\"Measures!\"&K$99&$B120),\"\"),\"\")","v":""},{"$f":"IF($B120<>\"\",IF(INDIRECT(\"Measures!\"&L$99&$B120)<>\"\",INDIRECT(\"Measures!\"&L$99&$B120),\"\"),\"\")","v":""},{"$f":"IF($B120<>\"\",IF(INDIRECT(\"Measures!\"&M$99&$B120)<>\"\",INDIRECT(\"Measures!\"&M$99&$B120),\"\"),\"\")","v":""},{"$f":"IF($B120<>\"\",IF(INDIRECT(\"Measures!\"&N$99&$B120)<>\"\",INDIRECT(\"Measures!\"&N$99&$B120),\"\"),\"\")","v":""},{"$f":"IF($B120<>\"\",IF(INDIRECT(\"Measures!\"&O$99&$B120)<>\"\",INDIRECT(\"Measures!\"&O$99&$B120),\"\"),\"\")","v":""},{"$f":"IF($B120<>\"\",IF(INDIRECT(\"Measures!\"&P$99&$B120)<>\"\",INDIRECT(\"Measures!\"&P$99&$B120),\"\"),\"\")","v":""},{"$f":"IF($B120<>\"\",IF(INDIRECT(\"Measures!\"&Q$99&$B120)<>\"\",INDIRECT(\"Measures!\"&Q$99&$B120),\"\"),\"\")","v":""},{"$f":"IF($B120<>\"\",IF(INDIRECT(\"Measures!\"&R$99&$B120)<>\"\",INDIRECT(\"Measures!\"&R$99&$B120),\"\"),\"\")","v":""},{"$f":"IF($B120<>\"\",IF(INDIRECT(\"Measures!\"&S$99&$B120)<>\"\",INDIRECT(\"Measures!\"&S$99&$B120),\"\"),\"\")","v":""},{"$f":"IF($B120<>\"\",IF(INDIRECT(\"Measures!\"&T$99&$B120)<>\"\",INDIRECT(\"Measures!\"&T$99&$B120),\"\"),\"\")","v":""},{"$f":"IF($B120<>\"\",IF(INDIRECT(\"Measures!\"&U$99&$B120)<>\"\",INDIRECT(\"Measures!\"&U$99&$B120),\"\"),\"\")","v":""},{"$f":"IF($B120<>\"\",IF(INDIRECT(\"Measures!\"&V$99&$B120)<>\"\",INDIRECT(\"Measures!\"&V$99&$B120),\"\"),\"\")","v":""},{"$f":"IF($B120<>\"\",IF(INDIRECT(\"Measures!\"&W$99&$B120)<>\"\",INDIRECT(\"Measures!\"&W$99&$B120),\"\"),\"\")","v":""},{"$f":"IF($B120<>\"\",IF(INDIRECT(\"Measures!\"&X$99&$B120)<>\"\",INDIRECT(\"Measures!\"&X$99&$B120),\"\"),\"\")","v":""},{"$f":"IF($B120<>\"\",IF(INDIRECT(\"Measures!\"&Y$99&$B120)<>\"\",INDIRECT(\"Measures!\"&Y$99&$B120),\"\"),\"\")","v":""},{"$f":"IF($B120<>\"\",IF(INDIRECT(\"Measures!\"&Z$99&$B120)<>\"\",INDIRECT(\"Measures!\"&Z$99&$B120),\"\"),\"\")","v":""},{"$f":"IF($B120<>\"\",IF(INDIRECT(\"Measures!\"&AA$99&$B120)<>\"\",INDIRECT(\"Measures!\"&AA$99&$B120),\"\"),\"\")","v":""},{"$f":"IF($B120<>\"\",IF(INDIRECT(\"Measures!\"&AB$99&$B120)<>\"\",INDIRECT(\"Measures!\"&AB$99&$B120),\"\"),\"\")","v":""},{"$f":"IF($B120<>\"\",IF(INDIRECT(\"Measures!\"&AC$99&$B120)<>\"\",INDIRECT(\"Measures!\"&AC$99&$B120),\"\"),\"\")","v":""},{"$f":"IF($B120<>\"\",IF(INDIRECT(\"Measures!\"&AD$99&$B120)<>\"\",INDIRECT(\"Measures!\"&AD$99&$B120),\"\"),\"\")","v":""},{"$f":"IF($B120<>\"\",IF(INDIRECT(\"Measures!\"&AE$99&$B120)<>\"\",INDIRECT(\"Measures!\"&AE$99&$B120),\"\"),\"\")","v":""},{"$f":"IF($B120<>\"\",IF(INDIRECT(\"Measures!\"&AF$99&$B120)<>\"\",INDIRECT(\"Measures!\"&AF$99&$B120),\"\"),\"\")","v":""},{"$f":"IF($B120<>\"\",IF(INDIRECT(\"Measures!\"&AG$99&$B120)<>\"\",INDIRECT(\"Measures!\"&AG$99&$B120),\"\"),\"\")","v":""},{"$f":"IF($B120<>\"\",IF(INDIRECT(\"Measures!\"&AH$99&$B120)<>\"\",INDIRECT(\"Measures!\"&AH$99&$B120),\"\"),\"\")","v":""},{"$f":"INDEX('Measure Descriptions'!$A$10:$A$46,MATCH(Map_Elec_Mid[[#This Row],[Measure]],'Measure Descriptions'!$B$10:$B$46,0))","v":""},{"$f":"IF($B120<>\"\",IF(VLOOKUP(Map_Elec_Mid[[#This Row],[Measure]],'Measure Descriptions'!$B$10:$H$46,AJ$99,FALSE)<>\"\",VLOOKUP(Map_Elec_Mid[[#This Row],[Measure]],'Measure Descriptions'!$B$10:$H$46,AJ$99,FALSE),\"\"),\"\")","v":""},{"$f":"IF($B120<>\"\",IF(VLOOKUP(Map_Elec_Mid[[#This Row],[Measure]],'Measure Descriptions'!$B$10:$H$46,AK$99,FALSE)<>\"\",VLOOKUP(Map_Elec_Mid[[#This Row],[Measure]],'Measure Descriptions'!$B$10:$H$46,AK$99,FALSE),\"\"),\"\")","v":""},{"$f":"IF($B120<>\"\",IF(VLOOKUP(Map_Elec_Mid[[#This Row],[Measure]],'Measure Descriptions'!$B$10:$H$46,AL$99,FALSE)<>\"\",VLOOKUP(Map_Elec_Mid[[#This Row],[Measure]],'Measure Descriptions'!$B$10:$H$46,AL$99,FALSE),\"\"),\"\")","v":""},{"$f":"IF($B120<>\"\",IF(VLOOKUP(Map_Elec_Mid[[#This Row],[Measure]],'Measure Descriptions'!$B$10:$H$46,AM$99,FALSE)<>\"\",VLOOKUP(Map_Elec_Mid[[#This Row],[Measure]],'Measure Descriptions'!$B$10:$H$46,AM$99,FALSE),\"\"),\"\")","v":""},{"$f":"IF($B120<>\"\",IF(VLOOKUP(Map_Elec_Mid[[#This Row],[Measure]],'Measure Descriptions'!$B$10:$H$46,AN$99,FALSE)<>\"\",VLOOKUP(Map_Elec_Mid[[#This Row],[Measure]],'Measure Descriptions'!$B$10:$H$46,AN$99,FALSE),\"\"),\"\")","v":""},{"$f":"IF($B120<>\"\",IF(VLOOKUP(Map_Elec_Mid[[#This Row],[Measure]],'Measure Descriptions'!$B$10:$H$46,AO$99,FALSE)<>\"\",VLOOKUP(Map_Elec_Mid[[#This Row],[Measure]],'Measure Descriptions'!$B$10:$H$46,AO$99,FALSE),\"\"),\"\")","v":""},{"$f":"IF($B120<>\"\",IF(INDIRECT(\"Measures!\"&AP$99&$B120)<>\"\",INDIRECT(\"Measures!\"&AP$99&$B120),\"\"),\"\")","v":""},null,null,null,null,null,null,null,null,null,null,null,"","",{"$f":"IF($BA120<>\"\",IF(INDIRECT(\"Measures!\"&BD$99&$BA120)<>\"\",INDIRECT(\"Measures!\"&BD$99&$BA120),\"\"),\"\")","v":""},{"$f":"IF($BA120<>\"\",IF(INDIRECT(\"Measures!\"&BE$99&$BA120)<>\"\",INDIRECT(\"Measures!\"&BE$99&$BA120),\"\"),\"\")","v":""},{"$f":"IF($BA120<>\"\",IF(INDIRECT(\"Measures!\"&BF$99&$BA120)<>\"\",INDIRECT(\"Measures!\"&BF$99&$BA120),\"\"),\"\")","v":""},{"$f":"IF($BA120<>\"\",IF(INDIRECT(\"Measures!\"&BG$99&$BA120)<>\"\",INDIRECT(\"Measures!\"&BG$99&$BA120),\"\"),\"\")","v":""},{"$f":"IF($BA120<>\"\",IF(INDIRECT(\"Measures!\"&BH$99&$BA120)<>\"\",INDIRECT(\"Measures!\"&BH$99&$BA120),\"\"),\"\")","v":""},{"$f":"IF($BA120<>\"\",IF(INDIRECT(\"Measures!\"&BI$99&$BA120)<>\"\",INDIRECT(\"Measures!\"&BI$99&$BA120),\"\"),\"\")","v":""},{"$f":"IF($BA120<>\"\",IF(INDIRECT(\"Measures!\"&BJ$99&$BA120)<>\"\",INDIRECT(\"Measures!\"&BJ$99&$BA120),\"\"),\"\")","v":""},{"$f":"IF($BA120<>\"\",IF(INDIRECT(\"Measures!\"&BK$99&$BA120)<>\"\",INDIRECT(\"Measures!\"&BK$99&$BA120),\"\"),\"\")","v":""},{"$f":"IF($BA120<>\"\",IF(INDIRECT(\"Measures!\"&BL$99&$BA120)<>\"\",INDIRECT(\"Measures!\"&BL$99&$BA120),\"\"),\"\")","v":""},{"$f":"IF($BA120<>\"\",IF(INDIRECT(\"Measures!\"&BM$99&$BA120)<>\"\",INDIRECT(\"Measures!\"&BM$99&$BA120),\"\"),\"\")","v":""},{"$f":"IF($BA120<>\"\",IF(INDIRECT(\"Measures!\"&BN$99&$BA120)<>\"\",INDIRECT(\"Measures!\"&BN$99&$BA120),\"\"),\"\")","v":""},{"$f":"IF($BA120<>\"\",IF(INDIRECT(\"Measures!\"&BO$99&$BA120)<>\"\",INDIRECT(\"Measures!\"&BO$99&$BA120),\"\"),\"\")","v":""},{"$f":"IF($BA120<>\"\",IF(INDIRECT(\"Measures!\"&BP$99&$BA120)<>\"\",INDIRECT(\"Measures!\"&BP$99&$BA120),\"\"),\"\")","v":""},{"$f":"IF($BA120<>\"\",IF(INDIRECT(\"Measures!\"&BQ$99&$BA120)<>\"\",INDIRECT(\"Measures!\"&BQ$99&$BA120),\"\"),\"\")","v":""},{"$f":"IF($BA120<>\"\",IF(INDIRECT(\"Measures!\"&BR$99&$BA120)<>\"\",INDIRECT(\"Measures!\"&BR$99&$BA120),\"\"),\"\")","v":""},{"$f":"IF($BA120<>\"\",IF(INDIRECT(\"Measures!\"&BS$99&$BA120)<>\"\",INDIRECT(\"Measures!\"&BS$99&$BA120),\"\"),\"\")","v":""},{"$f":"IF($BA120<>\"\",IF(INDIRECT(\"Measures!\"&BT$99&$BA120)<>\"\",INDIRECT(\"Measures!\"&BT$99&$BA120),\"\"),\"\")","v":""},{"$f":"IF($BA120<>\"\",IF(INDIRECT(\"Measures!\"&BU$99&$BA120)<>\"\",INDIRECT(\"Measures!\"&BU$99&$BA120),\"\"),\"\")","v":""},{"$f":"IF($BA120<>\"\",IF(INDIRECT(\"Measures!\"&BV$99&$BA120)<>\"\",INDIRECT(\"Measures!\"&BV$99&$BA120),\"\"),\"\")","v":""},{"$f":"IF($BA120<>\"\",IF(INDIRECT(\"Measures!\"&BW$99&$BA120)<>\"\",INDIRECT(\"Measures!\"&BW$99&$BA120),\"\"),\"\")","v":""},{"$f":"IF($BA120<>\"\",IF(INDIRECT(\"Measures!\"&BX$99&$BA120)<>\"\",INDIRECT(\"Measures!\"&BX$99&$BA120),\"\"),\"\")","v":""},{"$f":"IF($BA120<>\"\",IF(INDIRECT(\"Measures!\"&BY$99&$BA120)<>\"\",INDIRECT(\"Measures!\"&BY$99&$BA120),\"\"),\"\")","v":""},{"$f":"IF($BA120<>\"\",IF(INDIRECT(\"Measures!\"&BZ$99&$BA120)<>\"\",INDIRECT(\"Measures!\"&BZ$99&$BA120),\"\"),\"\")","v":""},{"$f":"IF($BA120<>\"\",IF(INDIRECT(\"Measures!\"&CA$99&$BA120)<>\"\",INDIRECT(\"Measures!\"&CA$99&$BA120),\"\"),\"\")","v":""},{"$f":"IF($BA120<>\"\",IF(INDIRECT(\"Measures!\"&CB$99&$BA120)<>\"\",INDIRECT(\"Measures!\"&CB$99&$BA120),\"\"),\"\")","v":""},{"$f":"IF($BA120<>\"\",IF(INDIRECT(\"Measures!\"&CC$99&$BA120)<>\"\",INDIRECT(\"Measures!\"&CC$99&$BA120),\"\"),\"\")","v":""},{"$f":"IF($BA120<>\"\",IF(INDIRECT(\"Measures!\"&CD$99&$BA120)<>\"\",INDIRECT(\"Measures!\"&CD$99&$BA120),\"\"),\"\")","v":""},{"$f":"IF($BA120<>\"\",IF(INDIRECT(\"Measures!\"&CE$99&$BA120)<>\"\",INDIRECT(\"Measures!\"&CE$99&$BA120),\"\"),\"\")","v":""},{"$f":"IF($BA120<>\"\",IF(INDIRECT(\"Measures!\"&CF$99&$BA120)<>\"\",INDIRECT(\"Measures!\"&CF$99&$BA120),\"\"),\"\")","v":""},{"$f":"IF($BA120<>\"\",IF(INDIRECT(\"Measures!\"&CG$99&$BA120)<>\"\",INDIRECT(\"Measures!\"&CG$99&$BA120),\"\"),\"\")","v":""},{"$f":"INDEX('Measure Descriptions'!$A$10:$A$46,MATCH(Map_Gas_Mid[[#This Row],[Measure]],'Measure Descriptions'!$B$10:$B$46,0))","v":""},{"$f":"IF($BA120<>\"\",IF(VLOOKUP(Map_Gas_Mid[[#This Row],[Measure]],'Measure Descriptions'!$B$10:$H$46,CI$99,FALSE)<>\"\",VLOOKUP(Map_Gas_Mid[[#This Row],[Measure]],'Measure Descriptions'!$B$10:$H$46,CI$99,FALSE),\"\"),\"\")","v":""},{"$f":"IF($BA120<>\"\",IF(VLOOKUP(Map_Gas_Mid[[#This Row],[Measure]],'Measure Descriptions'!$B$10:$H$46,CJ$99,FALSE)<>\"\",VLOOKUP(Map_Gas_Mid[[#This Row],[Measure]],'Measure Descriptions'!$B$10:$H$46,CJ$99,FALSE),\"\"),\"\")","v":""},{"$f":"IF($BA120<>\"\",IF(VLOOKUP(Map_Gas_Mid[[#This Row],[Measure]],'Measure Descriptions'!$B$10:$H$46,CK$99,FALSE)<>\"\",VLOOKUP(Map_Gas_Mid[[#This Row],[Measure]],'Measure Descriptions'!$B$10:$H$46,CK$99,FALSE),\"\"),\"\")","v":""},{"$f":"IF($BA120<>\"\",IF(VLOOKUP(Map_Gas_Mid[[#This Row],[Measure]],'Measure Descriptions'!$B$10:$H$46,CL$99,FALSE)<>\"\",VLOOKUP(Map_Gas_Mid[[#This Row],[Measure]],'Measure Descriptions'!$B$10:$H$46,CL$99,FALSE),\"\"),\"\")","v":""},{"$f":"IF($BA120<>\"\",IF(VLOOKUP(Map_Gas_Mid[[#This Row],[Measure]],'Measure Descriptions'!$B$10:$H$46,CM$99,FALSE)<>\"\",VLOOKUP(Map_Gas_Mid[[#This Row],[Measure]],'Measure Descriptions'!$B$10:$H$46,CM$99,FALSE),\"\"),\"\")","v":""},{"$f":"IF($BA120<>\"\",IF(VLOOKUP(Map_Gas_Mid[[#This Row],[Measure]],'Measure Descriptions'!$B$10:$H$46,CN$99,FALSE)<>\"\",VLOOKUP(Map_Gas_Mid[[#This Row],[Measure]],'Measure Descriptions'!$B$10:$H$46,CN$99,FALSE),\"\"),\"\")","v":""},{"$f":"IF($BA120<>\"\",IF(INDIRECT(\"Measures!\"&CO$99&$BA120)<>\"\",INDIRECT(\"Measures!\"&CO$99&$BA120),\"\"),\"\")","v":""}]
[null,null,"","",{"$f":"IF($B121<>\"\",IF(INDIRECT(\"Measures!\"&E$99&$B121)<>\"\",INDIRECT(\"Measures!\"&E$99&$B121),\"\"),\"\")","v":""},{"$f":"IF($B121<>\"\",IF(INDIRECT(\"Measures!\"&F$99&$B121)<>\"\",INDIRECT(\"Measures!\"&F$99&$B121),\"\"),\"\")","v":""},{"$f":"IF($B121<>\"\",IF(INDIRECT(\"Measures!\"&G$99&$B121)<>\"\",INDIRECT(\"Measures!\"&G$99&$B121),\"\"),\"\")","v":""},{"$f":"IF($B121<>\"\",IF(INDIRECT(\"Measures!\"&H$99&$B121)<>\"\",INDIRECT(\"Measures!\"&H$99&$B121),\"\"),\"\")","v":""},{"$f":"IF($B121<>\"\",IF(INDIRECT(\"Measures!\"&I$99&$B121)<>\"\",INDIRECT(\"Measures!\"&I$99&$B121),\"\"),\"\")","v":""},{"$f":"IF($B121<>\"\",IF(INDIRECT(\"Measures!\"&J$99&$B121)<>\"\",INDIRECT(\"Measures!\"&J$99&$B121),\"\"),\"\")","v":""},{"$f":"IF($B121<>\"\",IF(INDIRECT(\"Measures!\"&K$99&$B121)<>\"\",INDIRECT(\"Measures!\"&K$99&$B121),\"\"),\"\")","v":""},{"$f":"IF($B121<>\"\",IF(INDIRECT(\"Measures!\"&L$99&$B121)<>\"\",INDIRECT(\"Measures!\"&L$99&$B121),\"\"),\"\")","v":""},{"$f":"IF($B121<>\"\",IF(INDIRECT(\"Measures!\"&M$99&$B121)<>\"\",INDIRECT(\"Measures!\"&M$99&$B121),\"\"),\"\")","v":""},{"$f":"IF($B121<>\"\",IF(INDIRECT(\"Measures!\"&N$99&$B121)<>\"\",INDIRECT(\"Measures!\"&N$99&$B121),\"\"),\"\")","v":""},{"$f":"IF($B121<>\"\",IF(INDIRECT(\"Measures!\"&O$99&$B121)<>\"\",INDIRECT(\"Measures!\"&O$99&$B121),\"\"),\"\")","v":""},{"$f":"IF($B121<>\"\",IF(INDIRECT(\"Measures!\"&P$99&$B121)<>\"\",INDIRECT(\"Measures!\"&P$99&$B121),\"\"),\"\")","v":""},{"$f":"IF($B121<>\"\",IF(INDIRECT(\"Measures!\"&Q$99&$B121)<>\"\",INDIRECT(\"Measures!\"&Q$99&$B121),\"\"),\"\")","v":""},{"$f":"IF($B121<>\"\",IF(INDIRECT(\"Measures!\"&R$99&$B121)<>\"\",INDIRECT(\"Measures!\"&R$99&$B121),\"\"),\"\")","v":""},{"$f":"IF($B121<>\"\",IF(INDIRECT(\"Measures!\"&S$99&$B121)<>\"\",INDIRECT(\"Measures!\"&S$99&$B121),\"\"),\"\")","v":""},{"$f":"IF($B121<>\"\",IF(INDIRECT(\"Measures!\"&T$99&$B121)<>\"\",INDIRECT(\"Measures!\"&T$99&$B121),\"\"),\"\")","v":""},{"$f":"IF($B121<>\"\",IF(INDIRECT(\"Measures!\"&U$99&$B121)<>\"\",INDIRECT(\"Measures!\"&U$99&$B121),\"\"),\"\")","v":""},{"$f":"IF($B121<>\"\",IF(INDIRECT(\"Measures!\"&V$99&$B121)<>\"\",INDIRECT(\"Measures!\"&V$99&$B121),\"\"),\"\")","v":""},{"$f":"IF($B121<>\"\",IF(INDIRECT(\"Measures!\"&W$99&$B121)<>\"\",INDIRECT(\"Measures!\"&W$99&$B121),\"\"),\"\")","v":""},{"$f":"IF($B121<>\"\",IF(INDIRECT(\"Measures!\"&X$99&$B121)<>\"\",INDIRECT(\"Measures!\"&X$99&$B121),\"\"),\"\")","v":""},{"$f":"IF($B121<>\"\",IF(INDIRECT(\"Measures!\"&Y$99&$B121)<>\"\",INDIRECT(\"Measures!\"&Y$99&$B121),\"\"),\"\")","v":""},{"$f":"IF($B121<>\"\",IF(INDIRECT(\"Measures!\"&Z$99&$B121)<>\"\",INDIRECT(\"Measures!\"&Z$99&$B121),\"\"),\"\")","v":""},{"$f":"IF($B121<>\"\",IF(INDIRECT(\"Measures!\"&AA$99&$B121)<>\"\",INDIRECT(\"Measures!\"&AA$99&$B121),\"\"),\"\")","v":""},{"$f":"IF($B121<>\"\",IF(INDIRECT(\"Measures!\"&AB$99&$B121)<>\"\",INDIRECT(\"Measures!\"&AB$99&$B121),\"\"),\"\")","v":""},{"$f":"IF($B121<>\"\",IF(INDIRECT(\"Measures!\"&AC$99&$B121)<>\"\",INDIRECT(\"Measures!\"&AC$99&$B121),\"\"),\"\")","v":""},{"$f":"IF($B121<>\"\",IF(INDIRECT(\"Measures!\"&AD$99&$B121)<>\"\",INDIRECT(\"Measures!\"&AD$99&$B121),\"\"),\"\")","v":""},{"$f":"IF($B121<>\"\",IF(INDIRECT(\"Measures!\"&AE$99&$B121)<>\"\",INDIRECT(\"Measures!\"&AE$99&$B121),\"\"),\"\")","v":""},{"$f":"IF($B121<>\"\",IF(INDIRECT(\"Measures!\"&AF$99&$B121)<>\"\",INDIRECT(\"Measures!\"&AF$99&$B121),\"\"),\"\")","v":""},{"$f":"IF($B121<>\"\",IF(INDIRECT(\"Measures!\"&AG$99&$B121)<>\"\",INDIRECT(\"Measures!\"&AG$99&$B121),\"\"),\"\")","v":""},{"$f":"IF($B121<>\"\",IF(INDIRECT(\"Measures!\"&AH$99&$B121)<>\"\",INDIRECT(\"Measures!\"&AH$99&$B121),\"\"),\"\")","v":""},{"$f":"INDEX('Measure Descriptions'!$A$10:$A$46,MATCH(Map_Elec_Mid[[#This Row],[Measure]],'Measure Descriptions'!$B$10:$B$46,0))","v":""},{"$f":"IF($B121<>\"\",IF(VLOOKUP(Map_Elec_Mid[[#This Row],[Measure]],'Measure Descriptions'!$B$10:$H$46,AJ$99,FALSE)<>\"\",VLOOKUP(Map_Elec_Mid[[#This Row],[Measure]],'Measure Descriptions'!$B$10:$H$46,AJ$99,FALSE),\"\"),\"\")","v":""},{"$f":"IF($B121<>\"\",IF(VLOOKUP(Map_Elec_Mid[[#This Row],[Measure]],'Measure Descriptions'!$B$10:$H$46,AK$99,FALSE)<>\"\",VLOOKUP(Map_Elec_Mid[[#This Row],[Measure]],'Measure Descriptions'!$B$10:$H$46,AK$99,FALSE),\"\"),\"\")","v":""},{"$f":"IF($B121<>\"\",IF(VLOOKUP(Map_Elec_Mid[[#This Row],[Measure]],'Measure Descriptions'!$B$10:$H$46,AL$99,FALSE)<>\"\",VLOOKUP(Map_Elec_Mid[[#This Row],[Measure]],'Measure Descriptions'!$B$10:$H$46,AL$99,FALSE),\"\"),\"\")","v":""},{"$f":"IF($B121<>\"\",IF(VLOOKUP(Map_Elec_Mid[[#This Row],[Measure]],'Measure Descriptions'!$B$10:$H$46,AM$99,FALSE)<>\"\",VLOOKUP(Map_Elec_Mid[[#This Row],[Measure]],'Measure Descriptions'!$B$10:$H$46,AM$99,FALSE),\"\"),\"\")","v":""},{"$f":"IF($B121<>\"\",IF(VLOOKUP(Map_Elec_Mid[[#This Row],[Measure]],'Measure Descriptions'!$B$10:$H$46,AN$99,FALSE)<>\"\",VLOOKUP(Map_Elec_Mid[[#This Row],[Measure]],'Measure Descriptions'!$B$10:$H$46,AN$99,FALSE),\"\"),\"\")","v":""},{"$f":"IF($B121<>\"\",IF(VLOOKUP(Map_Elec_Mid[[#This Row],[Measure]],'Measure Descriptions'!$B$10:$H$46,AO$99,FALSE)<>\"\",VLOOKUP(Map_Elec_Mid[[#This Row],[Measure]],'Measure Descriptions'!$B$10:$H$46,AO$99,FALSE),\"\"),\"\")","v":""},{"$f":"IF($B121<>\"\",IF(INDIRECT(\"Measures!\"&AP$99&$B121)<>\"\",INDIRECT(\"Measures!\"&AP$99&$B121),\"\"),\"\")","v":""},null,null,null,null,null,null,null,null,null,null,null,"","",{"$f":"IF($BA121<>\"\",IF(INDIRECT(\"Measures!\"&BD$99&$BA121)<>\"\",INDIRECT(\"Measures!\"&BD$99&$BA121),\"\"),\"\")","v":""},{"$f":"IF($BA121<>\"\",IF(INDIRECT(\"Measures!\"&BE$99&$BA121)<>\"\",INDIRECT(\"Measures!\"&BE$99&$BA121),\"\"),\"\")","v":""},{"$f":"IF($BA121<>\"\",IF(INDIRECT(\"Measures!\"&BF$99&$BA121)<>\"\",INDIRECT(\"Measures!\"&BF$99&$BA121),\"\"),\"\")","v":""},{"$f":"IF($BA121<>\"\",IF(INDIRECT(\"Measures!\"&BG$99&$BA121)<>\"\",INDIRECT(\"Measures!\"&BG$99&$BA121),\"\"),\"\")","v":""},{"$f":"IF($BA121<>\"\",IF(INDIRECT(\"Measures!\"&BH$99&$BA121)<>\"\",INDIRECT(\"Measures!\"&BH$99&$BA121),\"\"),\"\")","v":""},{"$f":"IF($BA121<>\"\",IF(INDIRECT(\"Measures!\"&BI$99&$BA121)<>\"\",INDIRECT(\"Measures!\"&BI$99&$BA121),\"\"),\"\")","v":""},{"$f":"IF($BA121<>\"\",IF(INDIRECT(\"Measures!\"&BJ$99&$BA121)<>\"\",INDIRECT(\"Measures!\"&BJ$99&$BA121),\"\"),\"\")","v":""},{"$f":"IF($BA121<>\"\",IF(INDIRECT(\"Measures!\"&BK$99&$BA121)<>\"\",INDIRECT(\"Measures!\"&BK$99&$BA121),\"\"),\"\")","v":""},{"$f":"IF($BA121<>\"\",IF(INDIRECT(\"Measures!\"&BL$99&$BA121)<>\"\",INDIRECT(\"Measures!\"&BL$99&$BA121),\"\"),\"\")","v":""},{"$f":"IF($BA121<>\"\",IF(INDIRECT(\"Measures!\"&BM$99&$BA121)<>\"\",INDIRECT(\"Measures!\"&BM$99&$BA121),\"\"),\"\")","v":""},{"$f":"IF($BA121<>\"\",IF(INDIRECT(\"Measures!\"&BN$99&$BA121)<>\"\",INDIRECT(\"Measures!\"&BN$99&$BA121),\"\"),\"\")","v":""},{"$f":"IF($BA121<>\"\",IF(INDIRECT(\"Measures!\"&BO$99&$BA121)<>\"\",INDIRECT(\"Measures!\"&BO$99&$BA121),\"\"),\"\")","v":""},{"$f":"IF($BA121<>\"\",IF(INDIRECT(\"Measures!\"&BP$99&$BA121)<>\"\",INDIRECT(\"Measures!\"&BP$99&$BA121),\"\"),\"\")","v":""},{"$f":"IF($BA121<>\"\",IF(INDIRECT(\"Measures!\"&BQ$99&$BA121)<>\"\",INDIRECT(\"Measures!\"&BQ$99&$BA121),\"\"),\"\")","v":""},{"$f":"IF($BA121<>\"\",IF(INDIRECT(\"Measures!\"&BR$99&$BA121)<>\"\",INDIRECT(\"Measures!\"&BR$99&$BA121),\"\"),\"\")","v":""},{"$f":"IF($BA121<>\"\",IF(INDIRECT(\"Measures!\"&BS$99&$BA121)<>\"\",INDIRECT(\"Measures!\"&BS$99&$BA121),\"\"),\"\")","v":""},{"$f":"IF($BA121<>\"\",IF(INDIRECT(\"Measures!\"&BT$99&$BA121)<>\"\",INDIRECT(\"Measures!\"&BT$99&$BA121),\"\"),\"\")","v":""},{"$f":"IF($BA121<>\"\",IF(INDIRECT(\"Measures!\"&BU$99&$BA121)<>\"\",INDIRECT(\"Measures!\"&BU$99&$BA121),\"\"),\"\")","v":""},{"$f":"IF($BA121<>\"\",IF(INDIRECT(\"Measures!\"&BV$99&$BA121)<>\"\",INDIRECT(\"Measures!\"&BV$99&$BA121),\"\"),\"\")","v":""},{"$f":"IF($BA121<>\"\",IF(INDIRECT(\"Measures!\"&BW$99&$BA121)<>\"\",INDIRECT(\"Measures!\"&BW$99&$BA121),\"\"),\"\")","v":""},{"$f":"IF($BA121<>\"\",IF(INDIRECT(\"Measures!\"&BX$99&$BA121)<>\"\",INDIRECT(\"Measures!\"&BX$99&$BA121),\"\"),\"\")","v":""},{"$f":"IF($BA121<>\"\",IF(INDIRECT(\"Measures!\"&BY$99&$BA121)<>\"\",INDIRECT(\"Measures!\"&BY$99&$BA121),\"\"),\"\")","v":""},{"$f":"IF($BA121<>\"\",IF(INDIRECT(\"Measures!\"&BZ$99&$BA121)<>\"\",INDIRECT(\"Measures!\"&BZ$99&$BA121),\"\"),\"\")","v":""},{"$f":"IF($BA121<>\"\",IF(INDIRECT(\"Measures!\"&CA$99&$BA121)<>\"\",INDIRECT(\"Measures!\"&CA$99&$BA121),\"\"),\"\")","v":""},{"$f":"IF($BA121<>\"\",IF(INDIRECT(\"Measures!\"&CB$99&$BA121)<>\"\",INDIRECT(\"Measures!\"&CB$99&$BA121),\"\"),\"\")","v":""},{"$f":"IF($BA121<>\"\",IF(INDIRECT(\"Measures!\"&CC$99&$BA121)<>\"\",INDIRECT(\"Measures!\"&CC$99&$BA121),\"\"),\"\")","v":""},{"$f":"IF($BA121<>\"\",IF(INDIRECT(\"Measures!\"&CD$99&$BA121)<>\"\",INDIRECT(\"Measures!\"&CD$99&$BA121),\"\"),\"\")","v":""},{"$f":"IF($BA121<>\"\",IF(INDIRECT(\"Measures!\"&CE$99&$BA121)<>\"\",INDIRECT(\"Measures!\"&CE$99&$BA121),\"\"),\"\")","v":""},{"$f":"IF($BA121<>\"\",IF(INDIRECT(\"Measures!\"&CF$99&$BA121)<>\"\",INDIRECT(\"Measures!\"&CF$99&$BA121),\"\"),\"\")","v":""},{"$f":"IF($BA121<>\"\",IF(INDIRECT(\"Measures!\"&CG$99&$BA121)<>\"\",INDIRECT(\"Measures!\"&CG$99&$BA121),\"\"),\"\")","v":""},{"$f":"INDEX('Measure Descriptions'!$A$10:$A$46,MATCH(Map_Gas_Mid[[#This Row],[Measure]],'Measure Descriptions'!$B$10:$B$46,0))","v":""},{"$f":"IF($BA121<>\"\",IF(VLOOKUP(Map_Gas_Mid[[#This Row],[Measure]],'Measure Descriptions'!$B$10:$H$46,CI$99,FALSE)<>\"\",VLOOKUP(Map_Gas_Mid[[#This Row],[Measure]],'Measure Descriptions'!$B$10:$H$46,CI$99,FALSE),\"\"),\"\")","v":""},{"$f":"IF($BA121<>\"\",IF(VLOOKUP(Map_Gas_Mid[[#This Row],[Measure]],'Measure Descriptions'!$B$10:$H$46,CJ$99,FALSE)<>\"\",VLOOKUP(Map_Gas_Mid[[#This Row],[Measure]],'Measure Descriptions'!$B$10:$H$46,CJ$99,FALSE),\"\"),\"\")","v":""},{"$f":"IF($BA121<>\"\",IF(VLOOKUP(Map_Gas_Mid[[#This Row],[Measure]],'Measure Descriptions'!$B$10:$H$46,CK$99,FALSE)<>\"\",VLOOKUP(Map_Gas_Mid[[#This Row],[Measure]],'Measure Descriptions'!$B$10:$H$46,CK$99,FALSE),\"\"),\"\")","v":""},{"$f":"IF($BA121<>\"\",IF(VLOOKUP(Map_Gas_Mid[[#This Row],[Measure]],'Measure Descriptions'!$B$10:$H$46,CL$99,FALSE)<>\"\",VLOOKUP(Map_Gas_Mid[[#This Row],[Measure]],'Measure Descriptions'!$B$10:$H$46,CL$99,FALSE),\"\"),\"\")","v":""},{"$f":"IF($BA121<>\"\",IF(VLOOKUP(Map_Gas_Mid[[#This Row],[Measure]],'Measure Descriptions'!$B$10:$H$46,CM$99,FALSE)<>\"\",VLOOKUP(Map_Gas_Mid[[#This Row],[Measure]],'Measure Descriptions'!$B$10:$H$46,CM$99,FALSE),\"\"),\"\")","v":""},{"$f":"IF($BA121<>\"\",IF(VLOOKUP(Map_Gas_Mid[[#This Row],[Measure]],'Measure Descriptions'!$B$10:$H$46,CN$99,FALSE)<>\"\",VLOOKUP(Map_Gas_Mid[[#This Row],[Measure]],'Measure Descriptions'!$B$10:$H$46,CN$99,FALSE),\"\"),\"\")","v":""},{"$f":"IF($BA121<>\"\",IF(INDIRECT(\"Measures!\"&CO$99&$BA121)<>\"\",INDIRECT(\"Measures!\"&CO$99&$BA121),\"\"),\"\")","v":""}]
[null,null,"","",{"$f":"IF($B122<>\"\",IF(INDIRECT(\"Measures!\"&E$99&$B122)<>\"\",INDIRECT(\"Measures!\"&E$99&$B122),\"\"),\"\")","v":""},{"$f":"IF($B122<>\"\",IF(INDIRECT(\"Measures!\"&F$99&$B122)<>\"\",INDIRECT(\"Measures!\"&F$99&$B122),\"\"),\"\")","v":""},{"$f":"IF($B122<>\"\",IF(INDIRECT(\"Measures!\"&G$99&$B122)<>\"\",INDIRECT(\"Measures!\"&G$99&$B122),\"\"),\"\")","v":""},{"$f":"IF($B122<>\"\",IF(INDIRECT(\"Measures!\"&H$99&$B122)<>\"\",INDIRECT(\"Measures!\"&H$99&$B122),\"\"),\"\")","v":""},{"$f":"IF($B122<>\"\",IF(INDIRECT(\"Measures!\"&I$99&$B122)<>\"\",INDIRECT(\"Measures!\"&I$99&$B122),\"\"),\"\")","v":""},{"$f":"IF($B122<>\"\",IF(INDIRECT(\"Measures!\"&J$99&$B122)<>\"\",INDIRECT(\"Measures!\"&J$99&$B122),\"\"),\"\")","v":""},{"$f":"IF($B122<>\"\",IF(INDIRECT(\"Measures!\"&K$99&$B122)<>\"\",INDIRECT(\"Measures!\"&K$99&$B122),\"\"),\"\")","v":""},{"$f":"IF($B122<>\"\",IF(INDIRECT(\"Measures!\"&L$99&$B122)<>\"\",INDIRECT(\"Measures!\"&L$99&$B122),\"\"),\"\")","v":""},{"$f":"IF($B122<>\"\",IF(INDIRECT(\"Measures!\"&M$99&$B122)<>\"\",INDIRECT(\"Measures!\"&M$99&$B122),\"\"),\"\")","v":""},{"$f":"IF($B122<>\"\",IF(INDIRECT(\"Measures!\"&N$99&$B122)<>\"\",INDIRECT(\"Measures!\"&N$99&$B122),\"\"),\"\")","v":""},{"$f":"IF($B122<>\"\",IF(INDIRECT(\"Measures!\"&O$99&$B122)<>\"\",INDIRECT(\"Measures!\"&O$99&$B122),\"\"),\"\")","v":""},{"$f":"IF($B122<>\"\",IF(INDIRECT(\"Measures!\"&P$99&$B122)<>\"\",INDIRECT(\"Measures!\"&P$99&$B122),\"\"),\"\")","v":""},{"$f":"IF($B122<>\"\",IF(INDIRECT(\"Measures!\"&Q$99&$B122)<>\"\",INDIRECT(\"Measures!\"&Q$99&$B122),\"\"),\"\")","v":""},{"$f":"IF($B122<>\"\",IF(INDIRECT(\"Measures!\"&R$99&$B122)<>\"\",INDIRECT(\"Measures!\"&R$99&$B122),\"\"),\"\")","v":""},{"$f":"IF($B122<>\"\",IF(INDIRECT(\"Measures!\"&S$99&$B122)<>\"\",INDIRECT(\"Measures!\"&S$99&$B122),\"\"),\"\")","v":""},{"$f":"IF($B122<>\"\",IF(INDIRECT(\"Measures!\"&T$99&$B122)<>\"\",INDIRECT(\"Measures!\"&T$99&$B122),\"\"),\"\")","v":""},{"$f":"IF($B122<>\"\",IF(INDIRECT(\"Measures!\"&U$99&$B122)<>\"\",INDIRECT(\"Measures!\"&U$99&$B122),\"\"),\"\")","v":""},{"$f":"IF($B122<>\"\",IF(INDIRECT(\"Measures!\"&V$99&$B122)<>\"\",INDIRECT(\"Measures!\"&V$99&$B122),\"\"),\"\")","v":""},{"$f":"IF($B122<>\"\",IF(INDIRECT(\"Measures!\"&W$99&$B122)<>\"\",INDIRECT(\"Measures!\"&W$99&$B122),\"\"),\"\")","v":""},{"$f":"IF($B122<>\"\",IF(INDIRECT(\"Measures!\"&X$99&$B122)<>\"\",INDIRECT(\"Measures!\"&X$99&$B122),\"\"),\"\")","v":""},{"$f":"IF($B122<>\"\",IF(INDIRECT(\"Measures!\"&Y$99&$B122)<>\"\",INDIRECT(\"Measures!\"&Y$99&$B122),\"\"),\"\")","v":""},{"$f":"IF($B122<>\"\",IF(INDIRECT(\"Measures!\"&Z$99&$B122)<>\"\",INDIRECT(\"Measures!\"&Z$99&$B122),\"\"),\"\")","v":""},{"$f":"IF($B122<>\"\",IF(INDIRECT(\"Measures!\"&AA$99&$B122)<>\"\",INDIRECT(\"Measures!\"&AA$99&$B122),\"\"),\"\")","v":""},{"$f":"IF($B122<>\"\",IF(INDIRECT(\"Measures!\"&AB$99&$B122)<>\"\",INDIRECT(\"Measures!\"&AB$99&$B122),\"\"),\"\")","v":""},{"$f":"IF($B122<>\"\",IF(INDIRECT(\"Measures!\"&AC$99&$B122)<>\"\",INDIRECT(\"Measures!\"&AC$99&$B122),\"\"),\"\")","v":""},{"$f":"IF($B122<>\"\",IF(INDIRECT(\"Measures!\"&AD$99&$B122)<>\"\",INDIRECT(\"Measures!\"&AD$99&$B122),\"\"),\"\")","v":""},{"$f":"IF($B122<>\"\",IF(INDIRECT(\"Measures!\"&AE$99&$B122)<>\"\",INDIRECT(\"Measures!\"&AE$99&$B122),\"\"),\"\")","v":""},{"$f":"IF($B122<>\"\",IF(INDIRECT(\"Measures!\"&AF$99&$B122)<>\"\",INDIRECT(\"Measures!\"&AF$99&$B122),\"\"),\"\")","v":""},{"$f":"IF($B122<>\"\",IF(INDIRECT(\"Measures!\"&AG$99&$B122)<>\"\",INDIRECT(\"Measures!\"&AG$99&$B122),\"\"),\"\")","v":""},{"$f":"IF($B122<>\"\",IF(INDIRECT(\"Measures!\"&AH$99&$B122)<>\"\",INDIRECT(\"Measures!\"&AH$99&$B122),\"\"),\"\")","v":""},{"$f":"INDEX('Measure Descriptions'!$A$10:$A$46,MATCH(Map_Elec_Mid[[#This Row],[Measure]],'Measure Descriptions'!$B$10:$B$46,0))","v":""},{"$f":"IF($B122<>\"\",IF(VLOOKUP(Map_Elec_Mid[[#This Row],[Measure]],'Measure Descriptions'!$B$10:$H$46,AJ$99,FALSE)<>\"\",VLOOKUP(Map_Elec_Mid[[#This Row],[Measure]],'Measure Descriptions'!$B$10:$H$46,AJ$99,FALSE),\"\"),\"\")","v":""},{"$f":"IF($B122<>\"\",IF(VLOOKUP(Map_Elec_Mid[[#This Row],[Measure]],'Measure Descriptions'!$B$10:$H$46,AK$99,FALSE)<>\"\",VLOOKUP(Map_Elec_Mid[[#This Row],[Measure]],'Measure Descriptions'!$B$10:$H$46,AK$99,FALSE),\"\"),\"\")","v":""},{"$f":"IF($B122<>\"\",IF(VLOOKUP(Map_Elec_Mid[[#This Row],[Measure]],'Measure Descriptions'!$B$10:$H$46,AL$99,FALSE)<>\"\",VLOOKUP(Map_Elec_Mid[[#This Row],[Measure]],'Measure Descriptions'!$B$10:$H$46,AL$99,FALSE),\"\"),\"\")","v":""},{"$f":"IF($B122<>\"\",IF(VLOOKUP(Map_Elec_Mid[[#This Row],[Measure]],'Measure Descriptions'!$B$10:$H$46,AM$99,FALSE)<>\"\",VLOOKUP(Map_Elec_Mid[[#This Row],[Measure]],'Measure Descriptions'!$B$10:$H$46,AM$99,FALSE),\"\"),\"\")","v":""},{"$f":"IF($B122<>\"\",IF(VLOOKUP(Map_Elec_Mid[[#This Row],[Measure]],'Measure Descriptions'!$B$10:$H$46,AN$99,FALSE)<>\"\",VLOOKUP(Map_Elec_Mid[[#This Row],[Measure]],'Measure Descriptions'!$B$10:$H$46,AN$99,FALSE),\"\"),\"\")","v":""},{"$f":"IF($B122<>\"\",IF(VLOOKUP(Map_Elec_Mid[[#This Row],[Measure]],'Measure Descriptions'!$B$10:$H$46,AO$99,FALSE)<>\"\",VLOOKUP(Map_Elec_Mid[[#This Row],[Measure]],'Measure Descriptions'!$B$10:$H$46,AO$99,FALSE),\"\"),\"\")","v":""},{"$f":"IF($B122<>\"\",IF(INDIRECT(\"Measures!\"&AP$99&$B122)<>\"\",INDIRECT(\"Measures!\"&AP$99&$B122),\"\"),\"\")","v":""},null,null,null,null,null,null,null,null,null,null,null,"","",{"$f":"IF($BA122<>\"\",IF(INDIRECT(\"Measures!\"&BD$99&$BA122)<>\"\",INDIRECT(\"Measures!\"&BD$99&$BA122),\"\"),\"\")","v":""},{"$f":"IF($BA122<>\"\",IF(INDIRECT(\"Measures!\"&BE$99&$BA122)<>\"\",INDIRECT(\"Measures!\"&BE$99&$BA122),\"\"),\"\")","v":""},{"$f":"IF($BA122<>\"\",IF(INDIRECT(\"Measures!\"&BF$99&$BA122)<>\"\",INDIRECT(\"Measures!\"&BF$99&$BA122),\"\"),\"\")","v":""},{"$f":"IF($BA122<>\"\",IF(INDIRECT(\"Measures!\"&BG$99&$BA122)<>\"\",INDIRECT(\"Measures!\"&BG$99&$BA122),\"\"),\"\")","v":""},{"$f":"IF($BA122<>\"\",IF(INDIRECT(\"Measures!\"&BH$99&$BA122)<>\"\",INDIRECT(\"Measures!\"&BH$99&$BA122),\"\"),\"\")","v":""},{"$f":"IF($BA122<>\"\",IF(INDIRECT(\"Measures!\"&BI$99&$BA122)<>\"\",INDIRECT(\"Measures!\"&BI$99&$BA122),\"\"),\"\")","v":""},{"$f":"IF($BA122<>\"\",IF(INDIRECT(\"Measures!\"&BJ$99&$BA122)<>\"\",INDIRECT(\"Measures!\"&BJ$99&$BA122),\"\"),\"\")","v":""},{"$f":"IF($BA122<>\"\",IF(INDIRECT(\"Measures!\"&BK$99&$BA122)<>\"\",INDIRECT(\"Measures!\"&BK$99&$BA122),\"\"),\"\")","v":""},{"$f":"IF($BA122<>\"\",IF(INDIRECT(\"Measures!\"&BL$99&$BA122)<>\"\",INDIRECT(\"Measures!\"&BL$99&$BA122),\"\"),\"\")","v":""},{"$f":"IF($BA122<>\"\",IF(INDIRECT(\"Measures!\"&BM$99&$BA122)<>\"\",INDIRECT(\"Measures!\"&BM$99&$BA122),\"\"),\"\")","v":""},{"$f":"IF($BA122<>\"\",IF(INDIRECT(\"Measures!\"&BN$99&$BA122)<>\"\",INDIRECT(\"Measures!\"&BN$99&$BA122),\"\"),\"\")","v":""},{"$f":"IF($BA122<>\"\",IF(INDIRECT(\"Measures!\"&BO$99&$BA122)<>\"\",INDIRECT(\"Measures!\"&BO$99&$BA122),\"\"),\"\")","v":""},{"$f":"IF($BA122<>\"\",IF(INDIRECT(\"Measures!\"&BP$99&$BA122)<>\"\",INDIRECT(\"Measures!\"&BP$99&$BA122),\"\"),\"\")","v":""},{"$f":"IF($BA122<>\"\",IF(INDIRECT(\"Measures!\"&BQ$99&$BA122)<>\"\",INDIRECT(\"Measures!\"&BQ$99&$BA122),\"\"),\"\")","v":""},{"$f":"IF($BA122<>\"\",IF(INDIRECT(\"Measures!\"&BR$99&$BA122)<>\"\",INDIRECT(\"Measures!\"&BR$99&$BA122),\"\"),\"\")","v":""},{"$f":"IF($BA122<>\"\",IF(INDIRECT(\"Measures!\"&BS$99&$BA122)<>\"\",INDIRECT(\"Measures!\"&BS$99&$BA122),\"\"),\"\")","v":""},{"$f":"IF($BA122<>\"\",IF(INDIRECT(\"Measures!\"&BT$99&$BA122)<>\"\",INDIRECT(\"Measures!\"&BT$99&$BA122),\"\"),\"\")","v":""},{"$f":"IF($BA122<>\"\",IF(INDIRECT(\"Measures!\"&BU$99&$BA122)<>\"\",INDIRECT(\"Measures!\"&BU$99&$BA122),\"\"),\"\")","v":""},{"$f":"IF($BA122<>\"\",IF(INDIRECT(\"Measures!\"&BV$99&$BA122)<>\"\",INDIRECT(\"Measures!\"&BV$99&$BA122),\"\"),\"\")","v":""},{"$f":"IF($BA122<>\"\",IF(INDIRECT(\"Measures!\"&BW$99&$BA122)<>\"\",INDIRECT(\"Measures!\"&BW$99&$BA122),\"\"),\"\")","v":""},{"$f":"IF($BA122<>\"\",IF(INDIRECT(\"Measures!\"&BX$99&$BA122)<>\"\",INDIRECT(\"Measures!\"&BX$99&$BA122),\"\"),\"\")","v":""},{"$f":"IF($BA122<>\"\",IF(INDIRECT(\"Measures!\"&BY$99&$BA122)<>\"\",INDIRECT(\"Measures!\"&BY$99&$BA122),\"\"),\"\")","v":""},{"$f":"IF($BA122<>\"\",IF(INDIRECT(\"Measures!\"&BZ$99&$BA122)<>\"\",INDIRECT(\"Measures!\"&BZ$99&$BA122),\"\"),\"\")","v":""},{"$f":"IF($BA122<>\"\",IF(INDIRECT(\"Measures!\"&CA$99&$BA122)<>\"\",INDIRECT(\"Measures!\"&CA$99&$BA122),\"\"),\"\")","v":""},{"$f":"IF($BA122<>\"\",IF(INDIRECT(\"Measures!\"&CB$99&$BA122)<>\"\",INDIRECT(\"Measures!\"&CB$99&$BA122),\"\"),\"\")","v":""},{"$f":"IF($BA122<>\"\",IF(INDIRECT(\"Measures!\"&CC$99&$BA122)<>\"\",INDIRECT(\"Measures!\"&CC$99&$BA122),\"\"),\"\")","v":""},{"$f":"IF($BA122<>\"\",IF(INDIRECT(\"Measures!\"&CD$99&$BA122)<>\"\",INDIRECT(\"Measures!\"&CD$99&$BA122),\"\"),\"\")","v":""},{"$f":"IF($BA122<>\"\",IF(INDIRECT(\"Measures!\"&CE$99&$BA122)<>\"\",INDIRECT(\"Measures!\"&CE$99&$BA122),\"\"),\"\")","v":""},{"$f":"IF($BA122<>\"\",IF(INDIRECT(\"Measures!\"&CF$99&$BA122)<>\"\",INDIRECT(\"Measures!\"&CF$99&$BA122),\"\"),\"\")","v":""},{"$f":"IF($BA122<>\"\",IF(INDIRECT(\"Measures!\"&CG$99&$BA122)<>\"\",INDIRECT(\"Measures!\"&CG$99&$BA122),\"\"),\"\")","v":""},{"$f":"INDEX('Measure Descriptions'!$A$10:$A$46,MATCH(Map_Gas_Mid[[#This Row],[Measure]],'Measure Descriptions'!$B$10:$B$46,0))","v":""},{"$f":"IF($BA122<>\"\",IF(VLOOKUP(Map_Gas_Mid[[#This Row],[Measure]],'Measure Descriptions'!$B$10:$H$46,CI$99,FALSE)<>\"\",VLOOKUP(Map_Gas_Mid[[#This Row],[Measure]],'Measure Descriptions'!$B$10:$H$46,CI$99,FALSE),\"\"),\"\")","v":""},{"$f":"IF($BA122<>\"\",IF(VLOOKUP(Map_Gas_Mid[[#This Row],[Measure]],'Measure Descriptions'!$B$10:$H$46,CJ$99,FALSE)<>\"\",VLOOKUP(Map_Gas_Mid[[#This Row],[Measure]],'Measure Descriptions'!$B$10:$H$46,CJ$99,FALSE),\"\"),\"\")","v":""},{"$f":"IF($BA122<>\"\",IF(VLOOKUP(Map_Gas_Mid[[#This Row],[Measure]],'Measure Descriptions'!$B$10:$H$46,CK$99,FALSE)<>\"\",VLOOKUP(Map_Gas_Mid[[#This Row],[Measure]],'Measure Descriptions'!$B$10:$H$46,CK$99,FALSE),\"\"),\"\")","v":""},{"$f":"IF($BA122<>\"\",IF(VLOOKUP(Map_Gas_Mid[[#This Row],[Measure]],'Measure Descriptions'!$B$10:$H$46,CL$99,FALSE)<>\"\",VLOOKUP(Map_Gas_Mid[[#This Row],[Measure]],'Measure Descriptions'!$B$10:$H$46,CL$99,FALSE),\"\"),\"\")","v":""},{"$f":"IF($BA122<>\"\",IF(VLOOKUP(Map_Gas_Mid[[#This Row],[Measure]],'Measure Descriptions'!$B$10:$H$46,CM$99,FALSE)<>\"\",VLOOKUP(Map_Gas_Mid[[#This Row],[Measure]],'Measure Descriptions'!$B$10:$H$46,CM$99,FALSE),\"\"),\"\")","v":""},{"$f":"IF($BA122<>\"\",IF(VLOOKUP(Map_Gas_Mid[[#This Row],[Measure]],'Measure Descriptions'!$B$10:$H$46,CN$99,FALSE)<>\"\",VLOOKUP(Map_Gas_Mid[[#This Row],[Measure]],'Measure Descriptions'!$B$10:$H$46,CN$99,FALSE),\"\"),\"\")","v":""},{"$f":"IF($BA122<>\"\",IF(INDIRECT(\"Measures!\"&CO$99&$BA122)<>\"\",INDIRECT(\"Measures!\"&CO$99&$BA122),\"\"),\"\")","v":""}]
[null,null,"","",{"$f":"IF($B123<>\"\",IF(INDIRECT(\"Measures!\"&E$99&$B123)<>\"\",INDIRECT(\"Measures!\"&E$99&$B123),\"\"),\"\")","v":""},{"$f":"IF($B123<>\"\",IF(INDIRECT(\"Measures!\"&F$99&$B123)<>\"\",INDIRECT(\"Measures!\"&F$99&$B123),\"\"),\"\")","v":""},{"$f":"IF($B123<>\"\",IF(INDIRECT(\"Measures!\"&G$99&$B123)<>\"\",INDIRECT(\"Measures!\"&G$99&$B123),\"\"),\"\")","v":""},{"$f":"IF($B123<>\"\",IF(INDIRECT(\"Measures!\"&H$99&$B123)<>\"\",INDIRECT(\"Measures!\"&H$99&$B123),\"\"),\"\")","v":""},{"$f":"IF($B123<>\"\",IF(INDIRECT(\"Measures!\"&I$99&$B123)<>\"\",INDIRECT(\"Measures!\"&I$99&$B123),\"\"),\"\")","v":""},{"$f":"IF($B123<>\"\",IF(INDIRECT(\"Measures!\"&J$99&$B123)<>\"\",INDIRECT(\"Measures!\"&J$99&$B123),\"\"),\"\")","v":""},{"$f":"IF($B123<>\"\",IF(INDIRECT(\"Measures!\"&K$99&$B123)<>\"\",INDIRECT(\"Measures!\"&K$99&$B123),\"\"),\"\")","v":""},{"$f":"IF($B123<>\"\",IF(INDIRECT(\"Measures!\"&L$99&$B123)<>\"\",INDIRECT(\"Measures!\"&L$99&$B123),\"\"),\"\")","v":""},{"$f":"IF($B123<>\"\",IF(INDIRECT(\"Measures!\"&M$99&$B123)<>\"\",INDIRECT(\"Measures!\"&M$99&$B123),\"\"),\"\")","v":""},{"$f":"IF($B123<>\"\",IF(INDIRECT(\"Measures!\"&N$99&$B123)<>\"\",INDIRECT(\"Measures!\"&N$99&$B123),\"\"),\"\")","v":""},{"$f":"IF($B123<>\"\",IF(INDIRECT(\"Measures!\"&O$99&$B123)<>\"\",INDIRECT(\"Measures!\"&O$99&$B123),\"\"),\"\")","v":""},{"$f":"IF($B123<>\"\",IF(INDIRECT(\"Measures!\"&P$99&$B123)<>\"\",INDIRECT(\"Measures!\"&P$99&$B123),\"\"),\"\")","v":""},{"$f":"IF($B123<>\"\",IF(INDIRECT(\"Measures!\"&Q$99&$B123)<>\"\",INDIRECT(\"Measures!\"&Q$99&$B123),\"\"),\"\")","v":""},{"$f":"IF($B123<>\"\",IF(INDIRECT(\"Measures!\"&R$99&$B123)<>\"\",INDIRECT(\"Measures!\"&R$99&$B123),\"\"),\"\")","v":""},{"$f":"IF($B123<>\"\",IF(INDIRECT(\"Measures!\"&S$99&$B123)<>\"\",INDIRECT(\"Measures!\"&S$99&$B123),\"\"),\"\")","v":""},{"$f":"IF($B123<>\"\",IF(INDIRECT(\"Measures!\"&T$99&$B123)<>\"\",INDIRECT(\"Measures!\"&T$99&$B123),\"\"),\"\")","v":""},{"$f":"IF($B123<>\"\",IF(INDIRECT(\"Measures!\"&U$99&$B123)<>\"\",INDIRECT(\"Measures!\"&U$99&$B123),\"\"),\"\")","v":""},{"$f":"IF($B123<>\"\",IF(INDIRECT(\"Measures!\"&V$99&$B123)<>\"\",INDIRECT(\"Measures!\"&V$99&$B123),\"\"),\"\")","v":""},{"$f":"IF($B123<>\"\",IF(INDIRECT(\"Measures!\"&W$99&$B123)<>\"\",INDIRECT(\"Measures!\"&W$99&$B123),\"\"),\"\")","v":""},{"$f":"IF($B123<>\"\",IF(INDIRECT(\"Measures!\"&X$99&$B123)<>\"\",INDIRECT(\"Measures!\"&X$99&$B123),\"\"),\"\")","v":""},{"$f":"IF($B123<>\"\",IF(INDIRECT(\"Measures!\"&Y$99&$B123)<>\"\",INDIRECT(\"Measures!\"&Y$99&$B123),\"\"),\"\")","v":""},{"$f":"IF($B123<>\"\",IF(INDIRECT(\"Measures!\"&Z$99&$B123)<>\"\",INDIRECT(\"Measures!\"&Z$99&$B123),\"\"),\"\")","v":""},{"$f":"IF($B123<>\"\",IF(INDIRECT(\"Measures!\"&AA$99&$B123)<>\"\",INDIRECT(\"Measures!\"&AA$99&$B123),\"\"),\"\")","v":""},{"$f":"IF($B123<>\"\",IF(INDIRECT(\"Measures!\"&AB$99&$B123)<>\"\",INDIRECT(\"Measures!\"&AB$99&$B123),\"\"),\"\")","v":""},{"$f":"IF($B123<>\"\",IF(INDIRECT(\"Measures!\"&AC$99&$B123)<>\"\",INDIRECT(\"Measures!\"&AC$99&$B123),\"\"),\"\")","v":""},{"$f":"IF($B123<>\"\",IF(INDIRECT(\"Measures!\"&AD$99&$B123)<>\"\",INDIRECT(\"Measures!\"&AD$99&$B123),\"\"),\"\")","v":""},{"$f":"IF($B123<>\"\",IF(INDIRECT(\"Measures!\"&AE$99&$B123)<>\"\",INDIRECT(\"Measures!\"&AE$99&$B123),\"\"),\"\")","v":""},{"$f":"IF($B123<>\"\",IF(INDIRECT(\"Measures!\"&AF$99&$B123)<>\"\",INDIRECT(\"Measures!\"&AF$99&$B123),\"\"),\"\")","v":""},{"$f":"IF($B123<>\"\",IF(INDIRECT(\"Measures!\"&AG$99&$B123)<>\"\",INDIRECT(\"Measures!\"&AG$99&$B123),\"\"),\"\")","v":""},{"$f":"IF($B123<>\"\",IF(INDIRECT(\"Measures!\"&AH$99&$B123)<>\"\",INDIRECT(\"Measures!\"&AH$99&$B123),\"\"),\"\")","v":""},{"$f":"INDEX('Measure Descriptions'!$A$10:$A$46,MATCH(Map_Elec_Mid[[#This Row],[Measure]],'Measure Descriptions'!$B$10:$B$46,0))","v":""},{"$f":"IF($B123<>\"\",IF(VLOOKUP(Map_Elec_Mid[[#This Row],[Measure]],'Measure Descriptions'!$B$10:$H$46,AJ$99,FALSE)<>\"\",VLOOKUP(Map_Elec_Mid[[#This Row],[Measure]],'Measure Descriptions'!$B$10:$H$46,AJ$99,FALSE),\"\"),\"\")","v":""},{"$f":"IF($B123<>\"\",IF(VLOOKUP(Map_Elec_Mid[[#This Row],[Measure]],'Measure Descriptions'!$B$10:$H$46,AK$99,FALSE)<>\"\",VLOOKUP(Map_Elec_Mid[[#This Row],[Measure]],'Measure Descriptions'!$B$10:$H$46,AK$99,FALSE),\"\"),\"\")","v":""},{"$f":"IF($B123<>\"\",IF(VLOOKUP(Map_Elec_Mid[[#This Row],[Measure]],'Measure Descriptions'!$B$10:$H$46,AL$99,FALSE)<>\"\",VLOOKUP(Map_Elec_Mid[[#This Row],[Measure]],'Measure Descriptions'!$B$10:$H$46,AL$99,FALSE),\"\"),\"\")","v":""},{"$f":"IF($B123<>\"\",IF(VLOOKUP(Map_Elec_Mid[[#This Row],[Measure]],'Measure Descriptions'!$B$10:$H$46,AM$99,FALSE)<>\"\",VLOOKUP(Map_Elec_Mid[[#This Row],[Measure]],'Measure Descriptions'!$B$10:$H$46,AM$99,FALSE),\"\"),\"\")","v":""},{"$f":"IF($B123<>\"\",IF(VLOOKUP(Map_Elec_Mid[[#This Row],[Measure]],'Measure Descriptions'!$B$10:$H$46,AN$99,FALSE)<>\"\",VLOOKUP(Map_Elec_Mid[[#This Row],[Measure]],'Measure Descriptions'!$B$10:$H$46,AN$99,FALSE),\"\"),\"\")","v":""},{"$f":"IF($B123<>\"\",IF(VLOOKUP(Map_Elec_Mid[[#This Row],[Measure]],'Measure Descriptions'!$B$10:$H$46,AO$99,FALSE)<>\"\",VLOOKUP(Map_Elec_Mid[[#This Row],[Measure]],'Measure Descriptions'!$B$10:$H$46,AO$99,FALSE),\"\"),\"\")","v":""},{"$f":"IF($B123<>\"\",IF(INDIRECT(\"Measures!\"&AP$99&$B123)<>\"\",INDIRECT(\"Measures!\"&AP$99&$B123),\"\"),\"\")","v":""},null,null,null,null,null,null,null,null,null,null,null,"","",{"$f":"IF($BA123<>\"\",IF(INDIRECT(\"Measures!\"&BD$99&$BA123)<>\"\",INDIRECT(\"Measures!\"&BD$99&$BA123),\"\"),\"\")","v":""},{"$f":"IF($BA123<>\"\",IF(INDIRECT(\"Measures!\"&BE$99&$BA123)<>\"\",INDIRECT(\"Measures!\"&BE$99&$BA123),\"\"),\"\")","v":""},{"$f":"IF($BA123<>\"\",IF(INDIRECT(\"Measures!\"&BF$99&$BA123)<>\"\",INDIRECT(\"Measures!\"&BF$99&$BA123),\"\"),\"\")","v":""},{"$f":"IF($BA123<>\"\",IF(INDIRECT(\"Measures!\"&BG$99&$BA123)<>\"\",INDIRECT(\"Measures!\"&BG$99&$BA123),\"\"),\"\")","v":""},{"$f":"IF($BA123<>\"\",IF(INDIRECT(\"Measures!\"&BH$99&$BA123)<>\"\",INDIRECT(\"Measures!\"&BH$99&$BA123),\"\"),\"\")","v":""},{"$f":"IF($BA123<>\"\",IF(INDIRECT(\"Measures!\"&BI$99&$BA123)<>\"\",INDIRECT(\"Measures!\"&BI$99&$BA123),\"\"),\"\")","v":""},{"$f":"IF($BA123<>\"\",IF(INDIRECT(\"Measures!\"&BJ$99&$BA123)<>\"\",INDIRECT(\"Measures!\"&BJ$99&$BA123),\"\"),\"\")","v":""},{"$f":"IF($BA123<>\"\",IF(INDIRECT(\"Measures!\"&BK$99&$BA123)<>\"\",INDIRECT(\"Measures!\"&BK$99&$BA123),\"\"),\"\")","v":""},{"$f":"IF($BA123<>\"\",IF(INDIRECT(\"Measures!\"&BL$99&$BA123)<>\"\",INDIRECT(\"Measures!\"&BL$99&$BA123),\"\"),\"\")","v":""},{"$f":"IF($BA123<>\"\",IF(INDIRECT(\"Measures!\"&BM$99&$BA123)<>\"\",INDIRECT(\"Measures!\"&BM$99&$BA123),\"\"),\"\")","v":""},{"$f":"IF($BA123<>\"\",IF(INDIRECT(\"Measures!\"&BN$99&$BA123)<>\"\",INDIRECT(\"Measures!\"&BN$99&$BA123),\"\"),\"\")","v":""},{"$f":"IF($BA123<>\"\",IF(INDIRECT(\"Measures!\"&BO$99&$BA123)<>\"\",INDIRECT(\"Measures!\"&BO$99&$BA123),\"\"),\"\")","v":""},{"$f":"IF($BA123<>\"\",IF(INDIRECT(\"Measures!\"&BP$99&$BA123)<>\"\",INDIRECT(\"Measures!\"&BP$99&$BA123),\"\"),\"\")","v":""},{"$f":"IF($BA123<>\"\",IF(INDIRECT(\"Measures!\"&BQ$99&$BA123)<>\"\",INDIRECT(\"Measures!\"&BQ$99&$BA123),\"\"),\"\")","v":""},{"$f":"IF($BA123<>\"\",IF(INDIRECT(\"Measures!\"&BR$99&$BA123)<>\"\",INDIRECT(\"Measures!\"&BR$99&$BA123),\"\"),\"\")","v":""},{"$f":"IF($BA123<>\"\",IF(INDIRECT(\"Measures!\"&BS$99&$BA123)<>\"\",INDIRECT(\"Measures!\"&BS$99&$BA123),\"\"),\"\")","v":""},{"$f":"IF($BA123<>\"\",IF(INDIRECT(\"Measures!\"&BT$99&$BA123)<>\"\",INDIRECT(\"Measures!\"&BT$99&$BA123),\"\"),\"\")","v":""},{"$f":"IF($BA123<>\"\",IF(INDIRECT(\"Measures!\"&BU$99&$BA123)<>\"\",INDIRECT(\"Measures!\"&BU$99&$BA123),\"\"),\"\")","v":""},{"$f":"IF($BA123<>\"\",IF(INDIRECT(\"Measures!\"&BV$99&$BA123)<>\"\",INDIRECT(\"Measures!\"&BV$99&$BA123),\"\"),\"\")","v":""},{"$f":"IF($BA123<>\"\",IF(INDIRECT(\"Measures!\"&BW$99&$BA123)<>\"\",INDIRECT(\"Measures!\"&BW$99&$BA123),\"\"),\"\")","v":""},{"$f":"IF($BA123<>\"\",IF(INDIRECT(\"Measures!\"&BX$99&$BA123)<>\"\",INDIRECT(\"Measures!\"&BX$99&$BA123),\"\"),\"\")","v":""},{"$f":"IF($BA123<>\"\",IF(INDIRECT(\"Measures!\"&BY$99&$BA123)<>\"\",INDIRECT(\"Measures!\"&BY$99&$BA123),\"\"),\"\")","v":""},{"$f":"IF($BA123<>\"\",IF(INDIRECT(\"Measures!\"&BZ$99&$BA123)<>\"\",INDIRECT(\"Measures!\"&BZ$99&$BA123),\"\"),\"\")","v":""},{"$f":"IF($BA123<>\"\",IF(INDIRECT(\"Measures!\"&CA$99&$BA123)<>\"\",INDIRECT(\"Measures!\"&CA$99&$BA123),\"\"),\"\")","v":""},{"$f":"IF($BA123<>\"\",IF(INDIRECT(\"Measures!\"&CB$99&$BA123)<>\"\",INDIRECT(\"Measures!\"&CB$99&$BA123),\"\"),\"\")","v":""},{"$f":"IF($BA123<>\"\",IF(INDIRECT(\"Measures!\"&CC$99&$BA123)<>\"\",INDIRECT(\"Measures!\"&CC$99&$BA123),\"\"),\"\")","v":""},{"$f":"IF($BA123<>\"\",IF(INDIRECT(\"Measures!\"&CD$99&$BA123)<>\"\",INDIRECT(\"Measures!\"&CD$99&$BA123),\"\"),\"\")","v":""},{"$f":"IF($BA123<>\"\",IF(INDIRECT(\"Measures!\"&CE$99&$BA123)<>\"\",INDIRECT(\"Measures!\"&CE$99&$BA123),\"\"),\"\")","v":""},{"$f":"IF($BA123<>\"\",IF(INDIRECT(\"Measures!\"&CF$99&$BA123)<>\"\",INDIRECT(\"Measures!\"&CF$99&$BA123),\"\"),\"\")","v":""},{"$f":"IF($BA123<>\"\",IF(INDIRECT(\"Measures!\"&CG$99&$BA123)<>\"\",INDIRECT(\"Measures!\"&CG$99&$BA123),\"\"),\"\")","v":""},{"$f":"INDEX('Measure Descriptions'!$A$10:$A$46,MATCH(Map_Gas_Mid[[#This Row],[Measure]],'Measure Descriptions'!$B$10:$B$46,0))","v":""},{"$f":"IF($BA123<>\"\",IF(VLOOKUP(Map_Gas_Mid[[#This Row],[Measure]],'Measure Descriptions'!$B$10:$H$46,CI$99,FALSE)<>\"\",VLOOKUP(Map_Gas_Mid[[#This Row],[Measure]],'Measure Descriptions'!$B$10:$H$46,CI$99,FALSE),\"\"),\"\")","v":""},{"$f":"IF($BA123<>\"\",IF(VLOOKUP(Map_Gas_Mid[[#This Row],[Measure]],'Measure Descriptions'!$B$10:$H$46,CJ$99,FALSE)<>\"\",VLOOKUP(Map_Gas_Mid[[#This Row],[Measure]],'Measure Descriptions'!$B$10:$H$46,CJ$99,FALSE),\"\"),\"\")","v":""},{"$f":"IF($BA123<>\"\",IF(VLOOKUP(Map_Gas_Mid[[#This Row],[Measure]],'Measure Descriptions'!$B$10:$H$46,CK$99,FALSE)<>\"\",VLOOKUP(Map_Gas_Mid[[#This Row],[Measure]],'Measure Descriptions'!$B$10:$H$46,CK$99,FALSE),\"\"),\"\")","v":""},{"$f":"IF($BA123<>\"\",IF(VLOOKUP(Map_Gas_Mid[[#This Row],[Measure]],'Measure Descriptions'!$B$10:$H$46,CL$99,FALSE)<>\"\",VLOOKUP(Map_Gas_Mid[[#This Row],[Measure]],'Measure Descriptions'!$B$10:$H$46,CL$99,FALSE),\"\"),\"\")","v":""},{"$f":"IF($BA123<>\"\",IF(VLOOKUP(Map_Gas_Mid[[#This Row],[Measure]],'Measure Descriptions'!$B$10:$H$46,CM$99,FALSE)<>\"\",VLOOKUP(Map_Gas_Mid[[#This Row],[Measure]],'Measure Descriptions'!$B$10:$H$46,CM$99,FALSE),\"\"),\"\")","v":""},{"$f":"IF($BA123<>\"\",IF(VLOOKUP(Map_Gas_Mid[[#This Row],[Measure]],'Measure Descriptions'!$B$10:$H$46,CN$99,FALSE)<>\"\",VLOOKUP(Map_Gas_Mid[[#This Row],[Measure]],'Measure Descriptions'!$B$10:$H$46,CN$99,FALSE),\"\"),\"\")","v":""},{"$f":"IF($BA123<>\"\",IF(INDIRECT(\"Measures!\"&CO$99&$BA123)<>\"\",INDIRECT(\"Measures!\"&CO$99&$BA123),\"\"),\"\")","v":""}]
[null,null,"","",{"$f":"IF($B124<>\"\",IF(INDIRECT(\"Measures!\"&E$99&$B124)<>\"\",INDIRECT(\"Measures!\"&E$99&$B124),\"\"),\"\")","v":""},{"$f":"IF($B124<>\"\",IF(INDIRECT(\"Measures!\"&F$99&$B124)<>\"\",INDIRECT(\"Measures!\"&F$99&$B124),\"\"),\"\")","v":""},{"$f":"IF($B124<>\"\",IF(INDIRECT(\"Measures!\"&G$99&$B124)<>\"\",INDIRECT(\"Measures!\"&G$99&$B124),\"\"),\"\")","v":""},{"$f":"IF($B124<>\"\",IF(INDIRECT(\"Measures!\"&H$99&$B124)<>\"\",INDIRECT(\"Measures!\"&H$99&$B124),\"\"),\"\")","v":""},{"$f":"IF($B124<>\"\",IF(INDIRECT(\"Measures!\"&I$99&$B124)<>\"\",INDIRECT(\"Measures!\"&I$99&$B124),\"\"),\"\")","v":""},{"$f":"IF($B124<>\"\",IF(INDIRECT(\"Measures!\"&J$99&$B124)<>\"\",INDIRECT(\"Measures!\"&J$99&$B124),\"\"),\"\")","v":""},{"$f":"IF($B124<>\"\",IF(INDIRECT(\"Measures!\"&K$99&$B124)<>\"\",INDIRECT(\"Measures!\"&K$99&$B124),\"\"),\"\")","v":""},{"$f":"IF($B124<>\"\",IF(INDIRECT(\"Measures!\"&L$99&$B124)<>\"\",INDIRECT(\"Measures!\"&L$99&$B124),\"\"),\"\")","v":""},{"$f":"IF($B124<>\"\",IF(INDIRECT(\"Measures!\"&M$99&$B124)<>\"\",INDIRECT(\"Measures!\"&M$99&$B124),\"\"),\"\")","v":""},{"$f":"IF($B124<>\"\",IF(INDIRECT(\"Measures!\"&N$99&$B124)<>\"\",INDIRECT(\"Measures!\"&N$99&$B124),\"\"),\"\")","v":""},{"$f":"IF($B124<>\"\",IF(INDIRECT(\"Measures!\"&O$99&$B124)<>\"\",INDIRECT(\"Measures!\"&O$99&$B124),\"\"),\"\")","v":""},{"$f":"IF($B124<>\"\",IF(INDIRECT(\"Measures!\"&P$99&$B124)<>\"\",INDIRECT(\"Measures!\"&P$99&$B124),\"\"),\"\")","v":""},{"$f":"IF($B124<>\"\",IF(INDIRECT(\"Measures!\"&Q$99&$B124)<>\"\",INDIRECT(\"Measures!\"&Q$99&$B124),\"\"),\"\")","v":""},{"$f":"IF($B124<>\"\",IF(INDIRECT(\"Measures!\"&R$99&$B124)<>\"\",INDIRECT(\"Measures!\"&R$99&$B124),\"\"),\"\")","v":""},{"$f":"IF($B124<>\"\",IF(INDIRECT(\"Measures!\"&S$99&$B124)<>\"\",INDIRECT(\"Measures!\"&S$99&$B124),\"\"),\"\")","v":""},{"$f":"IF($B124<>\"\",IF(INDIRECT(\"Measures!\"&T$99&$B124)<>\"\",INDIRECT(\"Measures!\"&T$99&$B124),\"\"),\"\")","v":""},{"$f":"IF($B124<>\"\",IF(INDIRECT(\"Measures!\"&U$99&$B124)<>\"\",INDIRECT(\"Measures!\"&U$99&$B124),\"\"),\"\")","v":""},{"$f":"IF($B124<>\"\",IF(INDIRECT(\"Measures!\"&V$99&$B124)<>\"\",INDIRECT(\"Measures!\"&V$99&$B124),\"\"),\"\")","v":""},{"$f":"IF($B124<>\"\",IF(INDIRECT(\"Measures!\"&W$99&$B124)<>\"\",INDIRECT(\"Measures!\"&W$99&$B124),\"\"),\"\")","v":""},{"$f":"IF($B124<>\"\",IF(INDIRECT(\"Measures!\"&X$99&$B124)<>\"\",INDIRECT(\"Measures!\"&X$99&$B124),\"\"),\"\")","v":""},{"$f":"IF($B124<>\"\",IF(INDIRECT(\"Measures!\"&Y$99&$B124)<>\"\",INDIRECT(\"Measures!\"&Y$99&$B124),\"\"),\"\")","v":""},{"$f":"IF($B124<>\"\",IF(INDIRECT(\"Measures!\"&Z$99&$B124)<>\"\",INDIRECT(\"Measures!\"&Z$99&$B124),\"\"),\"\")","v":""},{"$f":"IF($B124<>\"\",IF(INDIRECT(\"Measures!\"&AA$99&$B124)<>\"\",INDIRECT(\"Measures!\"&AA$99&$B124),\"\"),\"\")","v":""},{"$f":"IF($B124<>\"\",IF(INDIRECT(\"Measures!\"&AB$99&$B124)<>\"\",INDIRECT(\"Measures!\"&AB$99&$B124),\"\"),\"\")","v":""},{"$f":"IF($B124<>\"\",IF(INDIRECT(\"Measures!\"&AC$99&$B124)<>\"\",INDIRECT(\"Measures!\"&AC$99&$B124),\"\"),\"\")","v":""},{"$f":"IF($B124<>\"\",IF(INDIRECT(\"Measures!\"&AD$99&$B124)<>\"\",INDIRECT(\"Measures!\"&AD$99&$B124),\"\"),\"\")","v":""},{"$f":"IF($B124<>\"\",IF(INDIRECT(\"Measures!\"&AE$99&$B124)<>\"\",INDIRECT(\"Measures!\"&AE$99&$B124),\"\"),\"\")","v":""},{"$f":"IF($B124<>\"\",IF(INDIRECT(\"Measures!\"&AF$99&$B124)<>\"\",INDIRECT(\"Measures!\"&AF$99&$B124),\"\"),\"\")","v":""},{"$f":"IF($B124<>\"\",IF(INDIRECT(\"Measures!\"&AG$99&$B124)<>\"\",INDIRECT(\"Measures!\"&AG$99&$B124),\"\"),\"\")","v":""},{"$f":"IF($B124<>\"\",IF(INDIRECT(\"Measures!\"&AH$99&$B124)<>\"\",INDIRECT(\"Measures!\"&AH$99&$B124),\"\"),\"\")","v":""},{"$f":"INDEX('Measure Descriptions'!$A$10:$A$46,MATCH(Map_Elec_Mid[[#This Row],[Measure]],'Measure Descriptions'!$B$10:$B$46,0))","v":""},{"$f":"IF($B124<>\"\",IF(VLOOKUP(Map_Elec_Mid[[#This Row],[Measure]],'Measure Descriptions'!$B$10:$H$46,AJ$99,FALSE)<>\"\",VLOOKUP(Map_Elec_Mid[[#This Row],[Measure]],'Measure Descriptions'!$B$10:$H$46,AJ$99,FALSE),\"\"),\"\")","v":""},{"$f":"IF($B124<>\"\",IF(VLOOKUP(Map_Elec_Mid[[#This Row],[Measure]],'Measure Descriptions'!$B$10:$H$46,AK$99,FALSE)<>\"\",VLOOKUP(Map_Elec_Mid[[#This Row],[Measure]],'Measure Descriptions'!$B$10:$H$46,AK$99,FALSE),\"\"),\"\")","v":""},{"$f":"IF($B124<>\"\",IF(VLOOKUP(Map_Elec_Mid[[#This Row],[Measure]],'Measure Descriptions'!$B$10:$H$46,AL$99,FALSE)<>\"\",VLOOKUP(Map_Elec_Mid[[#This Row],[Measure]],'Measure Descriptions'!$B$10:$H$46,AL$99,FALSE),\"\"),\"\")","v":""},{"$f":"IF($B124<>\"\",IF(VLOOKUP(Map_Elec_Mid[[#This Row],[Measure]],'Measure Descriptions'!$B$10:$H$46,AM$99,FALSE)<>\"\",VLOOKUP(Map_Elec_Mid[[#This Row],[Measure]],'Measure Descriptions'!$B$10:$H$46,AM$99,FALSE),\"\"),\"\")","v":""},{"$f":"IF($B124<>\"\",IF(VLOOKUP(Map_Elec_Mid[[#This Row],[Measure]],'Measure Descriptions'!$B$10:$H$46,AN$99,FALSE)<>\"\",VLOOKUP(Map_Elec_Mid[[#This Row],[Measure]],'Measure Descriptions'!$B$10:$H$46,AN$99,FALSE),\"\"),\"\")","v":""},{"$f":"IF($B124<>\"\",IF(VLOOKUP(Map_Elec_Mid[[#This Row],[Measure]],'Measure Descriptions'!$B$10:$H$46,AO$99,FALSE)<>\"\",VLOOKUP(Map_Elec_Mid[[#This Row],[Measure]],'Measure Descriptions'!$B$10:$H$46,AO$99,FALSE),\"\"),\"\")","v":""},{"$f":"IF($B124<>\"\",IF(INDIRECT(\"Measures!\"&AP$99&$B124)<>\"\",INDIRECT(\"Measures!\"&AP$99&$B124),\"\"),\"\")","v":""},null,null,null,null,null,null,null,null,null,null,null,"","",{"$f":"IF($BA124<>\"\",IF(INDIRECT(\"Measures!\"&BD$99&$BA124)<>\"\",INDIRECT(\"Measures!\"&BD$99&$BA124),\"\"),\"\")","v":""},{"$f":"IF($BA124<>\"\",IF(INDIRECT(\"Measures!\"&BE$99&$BA124)<>\"\",INDIRECT(\"Measures!\"&BE$99&$BA124),\"\"),\"\")","v":""},{"$f":"IF($BA124<>\"\",IF(INDIRECT(\"Measures!\"&BF$99&$BA124)<>\"\",INDIRECT(\"Measures!\"&BF$99&$BA124),\"\"),\"\")","v":""},{"$f":"IF($BA124<>\"\",IF(INDIRECT(\"Measures!\"&BG$99&$BA124)<>\"\",INDIRECT(\"Measures!\"&BG$99&$BA124),\"\"),\"\")","v":""},{"$f":"IF($BA124<>\"\",IF(INDIRECT(\"Measures!\"&BH$99&$BA124)<>\"\",INDIRECT(\"Measures!\"&BH$99&$BA124),\"\"),\"\")","v":""},{"$f":"IF($BA124<>\"\",IF(INDIRECT(\"Measures!\"&BI$99&$BA124)<>\"\",INDIRECT(\"Measures!\"&BI$99&$BA124),\"\"),\"\")","v":""},{"$f":"IF($BA124<>\"\",IF(INDIRECT(\"Measures!\"&BJ$99&$BA124)<>\"\",INDIRECT(\"Measures!\"&BJ$99&$BA124),\"\"),\"\")","v":""},{"$f":"IF($BA124<>\"\",IF(INDIRECT(\"Measures!\"&BK$99&$BA124)<>\"\",INDIRECT(\"Measures!\"&BK$99&$BA124),\"\"),\"\")","v":""},{"$f":"IF($BA124<>\"\",IF(INDIRECT(\"Measures!\"&BL$99&$BA124)<>\"\",INDIRECT(\"Measures!\"&BL$99&$BA124),\"\"),\"\")","v":""},{"$f":"IF($BA124<>\"\",IF(INDIRECT(\"Measures!\"&BM$99&$BA124)<>\"\",INDIRECT(\"Measures!\"&BM$99&$BA124),\"\"),\"\")","v":""},{"$f":"IF($BA124<>\"\",IF(INDIRECT(\"Measures!\"&BN$99&$BA124)<>\"\",INDIRECT(\"Measures!\"&BN$99&$BA124),\"\"),\"\")","v":""},{"$f":"IF($BA124<>\"\",IF(INDIRECT(\"Measures!\"&BO$99&$BA124)<>\"\",INDIRECT(\"Measures!\"&BO$99&$BA124),\"\"),\"\")","v":""},{"$f":"IF($BA124<>\"\",IF(INDIRECT(\"Measures!\"&BP$99&$BA124)<>\"\",INDIRECT(\"Measures!\"&BP$99&$BA124),\"\"),\"\")","v":""},{"$f":"IF($BA124<>\"\",IF(INDIRECT(\"Measures!\"&BQ$99&$BA124)<>\"\",INDIRECT(\"Measures!\"&BQ$99&$BA124),\"\"),\"\")","v":""},{"$f":"IF($BA124<>\"\",IF(INDIRECT(\"Measures!\"&BR$99&$BA124)<>\"\",INDIRECT(\"Measures!\"&BR$99&$BA124),\"\"),\"\")","v":""},{"$f":"IF($BA124<>\"\",IF(INDIRECT(\"Measures!\"&BS$99&$BA124)<>\"\",INDIRECT(\"Measures!\"&BS$99&$BA124),\"\"),\"\")","v":""},{"$f":"IF($BA124<>\"\",IF(INDIRECT(\"Measures!\"&BT$99&$BA124)<>\"\",INDIRECT(\"Measures!\"&BT$99&$BA124),\"\"),\"\")","v":""},{"$f":"IF($BA124<>\"\",IF(INDIRECT(\"Measures!\"&BU$99&$BA124)<>\"\",INDIRECT(\"Measures!\"&BU$99&$BA124),\"\"),\"\")","v":""},{"$f":"IF($BA124<>\"\",IF(INDIRECT(\"Measures!\"&BV$99&$BA124)<>\"\",INDIRECT(\"Measures!\"&BV$99&$BA124),\"\"),\"\")","v":""},{"$f":"IF($BA124<>\"\",IF(INDIRECT(\"Measures!\"&BW$99&$BA124)<>\"\",INDIRECT(\"Measures!\"&BW$99&$BA124),\"\"),\"\")","v":""},{"$f":"IF($BA124<>\"\",IF(INDIRECT(\"Measures!\"&BX$99&$BA124)<>\"\",INDIRECT(\"Measures!\"&BX$99&$BA124),\"\"),\"\")","v":""},{"$f":"IF($BA124<>\"\",IF(INDIRECT(\"Measures!\"&BY$99&$BA124)<>\"\",INDIRECT(\"Measures!\"&BY$99&$BA124),\"\"),\"\")","v":""},{"$f":"IF($BA124<>\"\",IF(INDIRECT(\"Measures!\"&BZ$99&$BA124)<>\"\",INDIRECT(\"Measures!\"&BZ$99&$BA124),\"\"),\"\")","v":""},{"$f":"IF($BA124<>\"\",IF(INDIRECT(\"Measures!\"&CA$99&$BA124)<>\"\",INDIRECT(\"Measures!\"&CA$99&$BA124),\"\"),\"\")","v":""},{"$f":"IF($BA124<>\"\",IF(INDIRECT(\"Measures!\"&CB$99&$BA124)<>\"\",INDIRECT(\"Measures!\"&CB$99&$BA124),\"\"),\"\")","v":""},{"$f":"IF($BA124<>\"\",IF(INDIRECT(\"Measures!\"&CC$99&$BA124)<>\"\",INDIRECT(\"Measures!\"&CC$99&$BA124),\"\"),\"\")","v":""},{"$f":"IF($BA124<>\"\",IF(INDIRECT(\"Measures!\"&CD$99&$BA124)<>\"\",INDIRECT(\"Measures!\"&CD$99&$BA124),\"\"),\"\")","v":""},{"$f":"IF($BA124<>\"\",IF(INDIRECT(\"Measures!\"&CE$99&$BA124)<>\"\",INDIRECT(\"Measures!\"&CE$99&$BA124),\"\"),\"\")","v":""},{"$f":"IF($BA124<>\"\",IF(INDIRECT(\"Measures!\"&CF$99&$BA124)<>\"\",INDIRECT(\"Measures!\"&CF$99&$BA124),\"\"),\"\")","v":""},{"$f":"IF($BA124<>\"\",IF(INDIRECT(\"Measures!\"&CG$99&$BA124)<>\"\",INDIRECT(\"Measures!\"&CG$99&$BA124),\"\"),\"\")","v":""},{"$f":"INDEX('Measure Descriptions'!$A$10:$A$46,MATCH(Map_Gas_Mid[[#This Row],[Measure]],'Measure Descriptions'!$B$10:$B$46,0))","v":""},{"$f":"IF($BA124<>\"\",IF(VLOOKUP(Map_Gas_Mid[[#This Row],[Measure]],'Measure Descriptions'!$B$10:$H$46,CI$99,FALSE)<>\"\",VLOOKUP(Map_Gas_Mid[[#This Row],[Measure]],'Measure Descriptions'!$B$10:$H$46,CI$99,FALSE),\"\"),\"\")","v":""},{"$f":"IF($BA124<>\"\",IF(VLOOKUP(Map_Gas_Mid[[#This Row],[Measure]],'Measure Descriptions'!$B$10:$H$46,CJ$99,FALSE)<>\"\",VLOOKUP(Map_Gas_Mid[[#This Row],[Measure]],'Measure Descriptions'!$B$10:$H$46,CJ$99,FALSE),\"\"),\"\")","v":""},{"$f":"IF($BA124<>\"\",IF(VLOOKUP(Map_Gas_Mid[[#This Row],[Measure]],'Measure Descriptions'!$B$10:$H$46,CK$99,FALSE)<>\"\",VLOOKUP(Map_Gas_Mid[[#This Row],[Measure]],'Measure Descriptions'!$B$10:$H$46,CK$99,FALSE),\"\"),\"\")","v":""},{"$f":"IF($BA124<>\"\",IF(VLOOKUP(Map_Gas_Mid[[#This Row],[Measure]],'Measure Descriptions'!$B$10:$H$46,CL$99,FALSE)<>\"\",VLOOKUP(Map_Gas_Mid[[#This Row],[Measure]],'Measure Descriptions'!$B$10:$H$46,CL$99,FALSE),\"\"),\"\")","v":""},{"$f":"IF($BA124<>\"\",IF(VLOOKUP(Map_Gas_Mid[[#This Row],[Measure]],'Measure Descriptions'!$B$10:$H$46,CM$99,FALSE)<>\"\",VLOOKUP(Map_Gas_Mid[[#This Row],[Measure]],'Measure Descriptions'!$B$10:$H$46,CM$99,FALSE),\"\"),\"\")","v":""},{"$f":"IF($BA124<>\"\",IF(VLOOKUP(Map_Gas_Mid[[#This Row],[Measure]],'Measure Descriptions'!$B$10:$H$46,CN$99,FALSE)<>\"\",VLOOKUP(Map_Gas_Mid[[#This Row],[Measure]],'Measure Descriptions'!$B$10:$H$46,CN$99,FALSE),\"\"),\"\")","v":""},{"$f":"IF($BA124<>\"\",IF(INDIRECT(\"Measures!\"&CO$99&$BA124)<>\"\",INDIRECT(\"Measures!\"&CO$99&$BA124),\"\"),\"\")","v":""}]
[null,null,"","",{"$f":"IF($B125<>\"\",IF(INDIRECT(\"Measures!\"&E$99&$B125)<>\"\",INDIRECT(\"Measures!\"&E$99&$B125),\"\"),\"\")","v":""},{"$f":"IF($B125<>\"\",IF(INDIRECT(\"Measures!\"&F$99&$B125)<>\"\",INDIRECT(\"Measures!\"&F$99&$B125),\"\"),\"\")","v":""},{"$f":"IF($B125<>\"\",IF(INDIRECT(\"Measures!\"&G$99&$B125)<>\"\",INDIRECT(\"Measures!\"&G$99&$B125),\"\"),\"\")","v":""},{"$f":"IF($B125<>\"\",IF(INDIRECT(\"Measures!\"&H$99&$B125)<>\"\",INDIRECT(\"Measures!\"&H$99&$B125),\"\"),\"\")","v":""},{"$f":"IF($B125<>\"\",IF(INDIRECT(\"Measures!\"&I$99&$B125)<>\"\",INDIRECT(\"Measures!\"&I$99&$B125),\"\"),\"\")","v":""},{"$f":"IF($B125<>\"\",IF(INDIRECT(\"Measures!\"&J$99&$B125)<>\"\",INDIRECT(\"Measures!\"&J$99&$B125),\"\"),\"\")","v":""},{"$f":"IF($B125<>\"\",IF(INDIRECT(\"Measures!\"&K$99&$B125)<>\"\",INDIRECT(\"Measures!\"&K$99&$B125),\"\"),\"\")","v":""},{"$f":"IF($B125<>\"\",IF(INDIRECT(\"Measures!\"&L$99&$B125)<>\"\",INDIRECT(\"Measures!\"&L$99&$B125),\"\"),\"\")","v":""},{"$f":"IF($B125<>\"\",IF(INDIRECT(\"Measures!\"&M$99&$B125)<>\"\",INDIRECT(\"Measures!\"&M$99&$B125),\"\"),\"\")","v":""},{"$f":"IF($B125<>\"\",IF(INDIRECT(\"Measures!\"&N$99&$B125)<>\"\",INDIRECT(\"Measures!\"&N$99&$B125),\"\"),\"\")","v":""},{"$f":"IF($B125<>\"\",IF(INDIRECT(\"Measures!\"&O$99&$B125)<>\"\",INDIRECT(\"Measures!\"&O$99&$B125),\"\"),\"\")","v":""},{"$f":"IF($B125<>\"\",IF(INDIRECT(\"Measures!\"&P$99&$B125)<>\"\",INDIRECT(\"Measures!\"&P$99&$B125),\"\"),\"\")","v":""},{"$f":"IF($B125<>\"\",IF(INDIRECT(\"Measures!\"&Q$99&$B125)<>\"\",INDIRECT(\"Measures!\"&Q$99&$B125),\"\"),\"\")","v":""},{"$f":"IF($B125<>\"\",IF(INDIRECT(\"Measures!\"&R$99&$B125)<>\"\",INDIRECT(\"Measures!\"&R$99&$B125),\"\"),\"\")","v":""},{"$f":"IF($B125<>\"\",IF(INDIRECT(\"Measures!\"&S$99&$B125)<>\"\",INDIRECT(\"Measures!\"&S$99&$B125),\"\"),\"\")","v":""},{"$f":"IF($B125<>\"\",IF(INDIRECT(\"Measures!\"&T$99&$B125)<>\"\",INDIRECT(\"Measures!\"&T$99&$B125),\"\"),\"\")","v":""},{"$f":"IF($B125<>\"\",IF(INDIRECT(\"Measures!\"&U$99&$B125)<>\"\",INDIRECT(\"Measures!\"&U$99&$B125),\"\"),\"\")","v":""},{"$f":"IF($B125<>\"\",IF(INDIRECT(\"Measures!\"&V$99&$B125)<>\"\",INDIRECT(\"Measures!\"&V$99&$B125),\"\"),\"\")","v":""},{"$f":"IF($B125<>\"\",IF(INDIRECT(\"Measures!\"&W$99&$B125)<>\"\",INDIRECT(\"Measures!\"&W$99&$B125),\"\"),\"\")","v":""},{"$f":"IF($B125<>\"\",IF(INDIRECT(\"Measures!\"&X$99&$B125)<>\"\",INDIRECT(\"Measures!\"&X$99&$B125),\"\"),\"\")","v":""},{"$f":"IF($B125<>\"\",IF(INDIRECT(\"Measures!\"&Y$99&$B125)<>\"\",INDIRECT(\"Measures!\"&Y$99&$B125),\"\"),\"\")","v":""},{"$f":"IF($B125<>\"\",IF(INDIRECT(\"Measures!\"&Z$99&$B125)<>\"\",INDIRECT(\"Measures!\"&Z$99&$B125),\"\"),\"\")","v":""},{"$f":"IF($B125<>\"\",IF(INDIRECT(\"Measures!\"&AA$99&$B125)<>\"\",INDIRECT(\"Measures!\"&AA$99&$B125),\"\"),\"\")","v":""},{"$f":"IF($B125<>\"\",IF(INDIRECT(\"Measures!\"&AB$99&$B125)<>\"\",INDIRECT(\"Measures!\"&AB$99&$B125),\"\"),\"\")","v":""},{"$f":"IF($B125<>\"\",IF(INDIRECT(\"Measures!\"&AC$99&$B125)<>\"\",INDIRECT(\"Measures!\"&AC$99&$B125),\"\"),\"\")","v":""},{"$f":"IF($B125<>\"\",IF(INDIRECT(\"Measures!\"&AD$99&$B125)<>\"\",INDIRECT(\"Measures!\"&AD$99&$B125),\"\"),\"\")","v":""},{"$f":"IF($B125<>\"\",IF(INDIRECT(\"Measures!\"&AE$99&$B125)<>\"\",INDIRECT(\"Measures!\"&AE$99&$B125),\"\"),\"\")","v":""},{"$f":"IF($B125<>\"\",IF(INDIRECT(\"Measures!\"&AF$99&$B125)<>\"\",INDIRECT(\"Measures!\"&AF$99&$B125),\"\"),\"\")","v":""},{"$f":"IF($B125<>\"\",IF(INDIRECT(\"Measures!\"&AG$99&$B125)<>\"\",INDIRECT(\"Measures!\"&AG$99&$B125),\"\"),\"\")","v":""},{"$f":"IF($B125<>\"\",IF(INDIRECT(\"Measures!\"&AH$99&$B125)<>\"\",INDIRECT(\"Measures!\"&AH$99&$B125),\"\"),\"\")","v":""},{"$f":"INDEX('Measure Descriptions'!$A$10:$A$46,MATCH(Map_Elec_Mid[[#This Row],[Measure]],'Measure Descriptions'!$B$10:$B$46,0))","v":""},{"$f":"IF($B125<>\"\",IF(VLOOKUP(Map_Elec_Mid[[#This Row],[Measure]],'Measure Descriptions'!$B$10:$H$46,AJ$99,FALSE)<>\"\",VLOOKUP(Map_Elec_Mid[[#This Row],[Measure]],'Measure Descriptions'!$B$10:$H$46,AJ$99,FALSE),\"\"),\"\")","v":""},{"$f":"IF($B125<>\"\",IF(VLOOKUP(Map_Elec_Mid[[#This Row],[Measure]],'Measure Descriptions'!$B$10:$H$46,AK$99,FALSE)<>\"\",VLOOKUP(Map_Elec_Mid[[#This Row],[Measure]],'Measure Descriptions'!$B$10:$H$46,AK$99,FALSE),\"\"),\"\")","v":""},{"$f":"IF($B125<>\"\",IF(VLOOKUP(Map_Elec_Mid[[#This Row],[Measure]],'Measure Descriptions'!$B$10:$H$46,AL$99,FALSE)<>\"\",VLOOKUP(Map_Elec_Mid[[#This Row],[Measure]],'Measure Descriptions'!$B$10:$H$46,AL$99,FALSE),\"\"),\"\")","v":""},{"$f":"IF($B125<>\"\",IF(VLOOKUP(Map_Elec_Mid[[#This Row],[Measure]],'Measure Descriptions'!$B$10:$H$46,AM$99,FALSE)<>\"\",VLOOKUP(Map_Elec_Mid[[#This Row],[Measure]],'Measure Descriptions'!$B$10:$H$46,AM$99,FALSE),\"\"),\"\")","v":""},{"$f":"IF($B125<>\"\",IF(VLOOKUP(Map_Elec_Mid[[#This Row],[Measure]],'Measure Descriptions'!$B$10:$H$46,AN$99,FALSE)<>\"\",VLOOKUP(Map_Elec_Mid[[#This Row],[Measure]],'Measure Descriptions'!$B$10:$H$46,AN$99,FALSE),\"\"),\"\")","v":""},{"$f":"IF($B125<>\"\",IF(VLOOKUP(Map_Elec_Mid[[#This Row],[Measure]],'Measure Descriptions'!$B$10:$H$46,AO$99,FALSE)<>\"\",VLOOKUP(Map_Elec_Mid[[#This Row],[Measure]],'Measure Descriptions'!$B$10:$H$46,AO$99,FALSE),\"\"),\"\")","v":""},{"$f":"IF($B125<>\"\",IF(INDIRECT(\"Measures!\"&AP$99&$B125)<>\"\",INDIRECT(\"Measures!\"&AP$99&$B125),\"\"),\"\")","v":""},null,null,null,null,null,null,null,null,null,null,null,"","",{"$f":"IF($BA125<>\"\",IF(INDIRECT(\"Measures!\"&BD$99&$BA125)<>\"\",INDIRECT(\"Measures!\"&BD$99&$BA125),\"\"),\"\")","v":""},{"$f":"IF($BA125<>\"\",IF(INDIRECT(\"Measures!\"&BE$99&$BA125)<>\"\",INDIRECT(\"Measures!\"&BE$99&$BA125),\"\"),\"\")","v":""},{"$f":"IF($BA125<>\"\",IF(INDIRECT(\"Measures!\"&BF$99&$BA125)<>\"\",INDIRECT(\"Measures!\"&BF$99&$BA125),\"\"),\"\")","v":""},{"$f":"IF($BA125<>\"\",IF(INDIRECT(\"Measures!\"&BG$99&$BA125)<>\"\",INDIRECT(\"Measures!\"&BG$99&$BA125),\"\"),\"\")","v":""},{"$f":"IF($BA125<>\"\",IF(INDIRECT(\"Measures!\"&BH$99&$BA125)<>\"\",INDIRECT(\"Measures!\"&BH$99&$BA125),\"\"),\"\")","v":""},{"$f":"IF($BA125<>\"\",IF(INDIRECT(\"Measures!\"&BI$99&$BA125)<>\"\",INDIRECT(\"Measures!\"&BI$99&$BA125),\"\"),\"\")","v":""},{"$f":"IF($BA125<>\"\",IF(INDIRECT(\"Measures!\"&BJ$99&$BA125)<>\"\",INDIRECT(\"Measures!\"&BJ$99&$BA125),\"\"),\"\")","v":""},{"$f":"IF($BA125<>\"\",IF(INDIRECT(\"Measures!\"&BK$99&$BA125)<>\"\",INDIRECT(\"Measures!\"&BK$99&$BA125),\"\"),\"\")","v":""},{"$f":"IF($BA125<>\"\",IF(INDIRECT(\"Measures!\"&BL$99&$BA125)<>\"\",INDIRECT(\"Measures!\"&BL$99&$BA125),\"\"),\"\")","v":""},{"$f":"IF($BA125<>\"\",IF(INDIRECT(\"Measures!\"&BM$99&$BA125)<>\"\",INDIRECT(\"Measures!\"&BM$99&$BA125),\"\"),\"\")","v":""},{"$f":"IF($BA125<>\"\",IF(INDIRECT(\"Measures!\"&BN$99&$BA125)<>\"\",INDIRECT(\"Measures!\"&BN$99&$BA125),\"\"),\"\")","v":""},{"$f":"IF($BA125<>\"\",IF(INDIRECT(\"Measures!\"&BO$99&$BA125)<>\"\",INDIRECT(\"Measures!\"&BO$99&$BA125),\"\"),\"\")","v":""},{"$f":"IF($BA125<>\"\",IF(INDIRECT(\"Measures!\"&BP$99&$BA125)<>\"\",INDIRECT(\"Measures!\"&BP$99&$BA125),\"\"),\"\")","v":""},{"$f":"IF($BA125<>\"\",IF(INDIRECT(\"Measures!\"&BQ$99&$BA125)<>\"\",INDIRECT(\"Measures!\"&BQ$99&$BA125),\"\"),\"\")","v":""},{"$f":"IF($BA125<>\"\",IF(INDIRECT(\"Measures!\"&BR$99&$BA125)<>\"\",INDIRECT(\"Measures!\"&BR$99&$BA125),\"\"),\"\")","v":""},{"$f":"IF($BA125<>\"\",IF(INDIRECT(\"Measures!\"&BS$99&$BA125)<>\"\",INDIRECT(\"Measures!\"&BS$99&$BA125),\"\"),\"\")","v":""},{"$f":"IF($BA125<>\"\",IF(INDIRECT(\"Measures!\"&BT$99&$BA125)<>\"\",INDIRECT(\"Measures!\"&BT$99&$BA125),\"\"),\"\")","v":""},{"$f":"IF($BA125<>\"\",IF(INDIRECT(\"Measures!\"&BU$99&$BA125)<>\"\",INDIRECT(\"Measures!\"&BU$99&$BA125),\"\"),\"\")","v":""},{"$f":"IF($BA125<>\"\",IF(INDIRECT(\"Measures!\"&BV$99&$BA125)<>\"\",INDIRECT(\"Measures!\"&BV$99&$BA125),\"\"),\"\")","v":""},{"$f":"IF($BA125<>\"\",IF(INDIRECT(\"Measures!\"&BW$99&$BA125)<>\"\",INDIRECT(\"Measures!\"&BW$99&$BA125),\"\"),\"\")","v":""},{"$f":"IF($BA125<>\"\",IF(INDIRECT(\"Measures!\"&BX$99&$BA125)<>\"\",INDIRECT(\"Measures!\"&BX$99&$BA125),\"\"),\"\")","v":""},{"$f":"IF($BA125<>\"\",IF(INDIRECT(\"Measures!\"&BY$99&$BA125)<>\"\",INDIRECT(\"Measures!\"&BY$99&$BA125),\"\"),\"\")","v":""},{"$f":"IF($BA125<>\"\",IF(INDIRECT(\"Measures!\"&BZ$99&$BA125)<>\"\",INDIRECT(\"Measures!\"&BZ$99&$BA125),\"\"),\"\")","v":""},{"$f":"IF($BA125<>\"\",IF(INDIRECT(\"Measures!\"&CA$99&$BA125)<>\"\",INDIRECT(\"Measures!\"&CA$99&$BA125),\"\"),\"\")","v":""},{"$f":"IF($BA125<>\"\",IF(INDIRECT(\"Measures!\"&CB$99&$BA125)<>\"\",INDIRECT(\"Measures!\"&CB$99&$BA125),\"\"),\"\")","v":""},{"$f":"IF($BA125<>\"\",IF(INDIRECT(\"Measures!\"&CC$99&$BA125)<>\"\",INDIRECT(\"Measures!\"&CC$99&$BA125),\"\"),\"\")","v":""},{"$f":"IF($BA125<>\"\",IF(INDIRECT(\"Measures!\"&CD$99&$BA125)<>\"\",INDIRECT(\"Measures!\"&CD$99&$BA125),\"\"),\"\")","v":""},{"$f":"IF($BA125<>\"\",IF(INDIRECT(\"Measures!\"&CE$99&$BA125)<>\"\",INDIRECT(\"Measures!\"&CE$99&$BA125),\"\"),\"\")","v":""},{"$f":"IF($BA125<>\"\",IF(INDIRECT(\"Measures!\"&CF$99&$BA125)<>\"\",INDIRECT(\"Measures!\"&CF$99&$BA125),\"\"),\"\")","v":""},{"$f":"IF($BA125<>\"\",IF(INDIRECT(\"Measures!\"&CG$99&$BA125)<>\"\",INDIRECT(\"Measures!\"&CG$99&$BA125),\"\"),\"\")","v":""},{"$f":"INDEX('Measure Descriptions'!$A$10:$A$46,MATCH(Map_Gas_Mid[[#This Row],[Measure]],'Measure Descriptions'!$B$10:$B$46,0))","v":""},{"$f":"IF($BA125<>\"\",IF(VLOOKUP(Map_Gas_Mid[[#This Row],[Measure]],'Measure Descriptions'!$B$10:$H$46,CI$99,FALSE)<>\"\",VLOOKUP(Map_Gas_Mid[[#This Row],[Measure]],'Measure Descriptions'!$B$10:$H$46,CI$99,FALSE),\"\"),\"\")","v":""},{"$f":"IF($BA125<>\"\",IF(VLOOKUP(Map_Gas_Mid[[#This Row],[Measure]],'Measure Descriptions'!$B$10:$H$46,CJ$99,FALSE)<>\"\",VLOOKUP(Map_Gas_Mid[[#This Row],[Measure]],'Measure Descriptions'!$B$10:$H$46,CJ$99,FALSE),\"\"),\"\")","v":""},{"$f":"IF($BA125<>\"\",IF(VLOOKUP(Map_Gas_Mid[[#This Row],[Measure]],'Measure Descriptions'!$B$10:$H$46,CK$99,FALSE)<>\"\",VLOOKUP(Map_Gas_Mid[[#This Row],[Measure]],'Measure Descriptions'!$B$10:$H$46,CK$99,FALSE),\"\"),\"\")","v":""},{"$f":"IF($BA125<>\"\",IF(VLOOKUP(Map_Gas_Mid[[#This Row],[Measure]],'Measure Descriptions'!$B$10:$H$46,CL$99,FALSE)<>\"\",VLOOKUP(Map_Gas_Mid[[#This Row],[Measure]],'Measure Descriptions'!$B$10:$H$46,CL$99,FALSE),\"\"),\"\")","v":""},{"$f":"IF($BA125<>\"\",IF(VLOOKUP(Map_Gas_Mid[[#This Row],[Measure]],'Measure Descriptions'!$B$10:$H$46,CM$99,FALSE)<>\"\",VLOOKUP(Map_Gas_Mid[[#This Row],[Measure]],'Measure Descriptions'!$B$10:$H$46,CM$99,FALSE),\"\"),\"\")","v":""},{"$f":"IF($BA125<>\"\",IF(VLOOKUP(Map_Gas_Mid[[#This Row],[Measure]],'Measure Descriptions'!$B$10:$H$46,CN$99,FALSE)<>\"\",VLOOKUP(Map_Gas_Mid[[#This Row],[Measure]],'Measure Descriptions'!$B$10:$H$46,CN$99,FALSE),\"\"),\"\")","v":""},{"$f":"IF($BA125<>\"\",IF(INDIRECT(\"Measures!\"&CO$99&$BA125)<>\"\",INDIRECT(\"Measures!\"&CO$99&$BA125),\"\"),\"\")","v":""}]
[null,null,"","",{"$f":"IF($B126<>\"\",IF(INDIRECT(\"Measures!\"&E$99&$B126)<>\"\",INDIRECT(\"Measures!\"&E$99&$B126),\"\"),\"\")","v":""},{"$f":"IF($B126<>\"\",IF(INDIRECT(\"Measures!\"&F$99&$B126)<>\"\",INDIRECT(\"Measures!\"&F$99&$B126),\"\"),\"\")","v":""},{"$f":"IF($B126<>\"\",IF(INDIRECT(\"Measures!\"&G$99&$B126)<>\"\",INDIRECT(\"Measures!\"&G$99&$B126),\"\"),\"\")","v":""},{"$f":"IF($B126<>\"\",IF(INDIRECT(\"Measures!\"&H$99&$B126)<>\"\",INDIRECT(\"Measures!\"&H$99&$B126),\"\"),\"\")","v":""},{"$f":"IF($B126<>\"\",IF(INDIRECT(\"Measures!\"&I$99&$B126)<>\"\",INDIRECT(\"Measures!\"&I$99&$B126),\"\"),\"\")","v":""},{"$f":"IF($B126<>\"\",IF(INDIRECT(\"Measures!\"&J$99&$B126)<>\"\",INDIRECT(\"Measures!\"&J$99&$B126),\"\"),\"\")","v":""},{"$f":"IF($B126<>\"\",IF(INDIRECT(\"Measures!\"&K$99&$B126)<>\"\",INDIRECT(\"Measures!\"&K$99&$B126),\"\"),\"\")","v":""},{"$f":"IF($B126<>\"\",IF(INDIRECT(\"Measures!\"&L$99&$B126)<>\"\",INDIRECT(\"Measures!\"&L$99&$B126),\"\"),\"\")","v":""},{"$f":"IF($B126<>\"\",IF(INDIRECT(\"Measures!\"&M$99&$B126)<>\"\",INDIRECT(\"Measures!\"&M$99&$B126),\"\"),\"\")","v":""},{"$f":"IF($B126<>\"\",IF(INDIRECT(\"Measures!\"&N$99&$B126)<>\"\",INDIRECT(\"Measures!\"&N$99&$B126),\"\"),\"\")","v":""},{"$f":"IF($B126<>\"\",IF(INDIRECT(\"Measures!\"&O$99&$B126)<>\"\",INDIRECT(\"Measures!\"&O$99&$B126),\"\"),\"\")","v":""},{"$f":"IF($B126<>\"\",IF(INDIRECT(\"Measures!\"&P$99&$B126)<>\"\",INDIRECT(\"Measures!\"&P$99&$B126),\"\"),\"\")","v":""},{"$f":"IF($B126<>\"\",IF(INDIRECT(\"Measures!\"&Q$99&$B126)<>\"\",INDIRECT(\"Measures!\"&Q$99&$B126),\"\"),\"\")","v":""},{"$f":"IF($B126<>\"\",IF(INDIRECT(\"Measures!\"&R$99&$B126)<>\"\",INDIRECT(\"Measures!\"&R$99&$B126),\"\"),\"\")","v":""},{"$f":"IF($B126<>\"\",IF(INDIRECT(\"Measures!\"&S$99&$B126)<>\"\",INDIRECT(\"Measures!\"&S$99&$B126),\"\"),\"\")","v":""},{"$f":"IF($B126<>\"\",IF(INDIRECT(\"Measures!\"&T$99&$B126)<>\"\",INDIRECT(\"Measures!\"&T$99&$B126),\"\"),\"\")","v":""},{"$f":"IF($B126<>\"\",IF(INDIRECT(\"Measures!\"&U$99&$B126)<>\"\",INDIRECT(\"Measures!\"&U$99&$B126),\"\"),\"\")","v":""},{"$f":"IF($B126<>\"\",IF(INDIRECT(\"Measures!\"&V$99&$B126)<>\"\",INDIRECT(\"Measures!\"&V$99&$B126),\"\"),\"\")","v":""},{"$f":"IF($B126<>\"\",IF(INDIRECT(\"Measures!\"&W$99&$B126)<>\"\",INDIRECT(\"Measures!\"&W$99&$B126),\"\"),\"\")","v":""},{"$f":"IF($B126<>\"\",IF(INDIRECT(\"Measures!\"&X$99&$B126)<>\"\",INDIRECT(\"Measures!\"&X$99&$B126),\"\"),\"\")","v":""},{"$f":"IF($B126<>\"\",IF(INDIRECT(\"Measures!\"&Y$99&$B126)<>\"\",INDIRECT(\"Measures!\"&Y$99&$B126),\"\"),\"\")","v":""},{"$f":"IF($B126<>\"\",IF(INDIRECT(\"Measures!\"&Z$99&$B126)<>\"\",INDIRECT(\"Measures!\"&Z$99&$B126),\"\"),\"\")","v":""},{"$f":"IF($B126<>\"\",IF(INDIRECT(\"Measures!\"&AA$99&$B126)<>\"\",INDIRECT(\"Measures!\"&AA$99&$B126),\"\"),\"\")","v":""},{"$f":"IF($B126<>\"\",IF(INDIRECT(\"Measures!\"&AB$99&$B126)<>\"\",INDIRECT(\"Measures!\"&AB$99&$B126),\"\"),\"\")","v":""},{"$f":"IF($B126<>\"\",IF(INDIRECT(\"Measures!\"&AC$99&$B126)<>\"\",INDIRECT(\"Measures!\"&AC$99&$B126),\"\"),\"\")","v":""},{"$f":"IF($B126<>\"\",IF(INDIRECT(\"Measures!\"&AD$99&$B126)<>\"\",INDIRECT(\"Measures!\"&AD$99&$B126),\"\"),\"\")","v":""},{"$f":"IF($B126<>\"\",IF(INDIRECT(\"Measures!\"&AE$99&$B126)<>\"\",INDIRECT(\"Measures!\"&AE$99&$B126),\"\"),\"\")","v":""},{"$f":"IF($B126<>\"\",IF(INDIRECT(\"Measures!\"&AF$99&$B126)<>\"\",INDIRECT(\"Measures!\"&AF$99&$B126),\"\"),\"\")","v":""},{"$f":"IF($B126<>\"\",IF(INDIRECT(\"Measures!\"&AG$99&$B126)<>\"\",INDIRECT(\"Measures!\"&AG$99&$B126),\"\"),\"\")","v":""},{"$f":"IF($B126<>\"\",IF(INDIRECT(\"Measures!\"&AH$99&$B126)<>\"\",INDIRECT(\"Measures!\"&AH$99&$B126),\"\"),\"\")","v":""},{"$f":"INDEX('Measure Descriptions'!$A$10:$A$46,MATCH(Map_Elec_Mid[[#This Row],[Measure]],'Measure Descriptions'!$B$10:$B$46,0))","v":""},{"$f":"IF($B126<>\"\",IF(VLOOKUP(Map_Elec_Mid[[#This Row],[Measure]],'Measure Descriptions'!$B$10:$H$46,AJ$99,FALSE)<>\"\",VLOOKUP(Map_Elec_Mid[[#This Row],[Measure]],'Measure Descriptions'!$B$10:$H$46,AJ$99,FALSE),\"\"),\"\")","v":""},{"$f":"IF($B126<>\"\",IF(VLOOKUP(Map_Elec_Mid[[#This Row],[Measure]],'Measure Descriptions'!$B$10:$H$46,AK$99,FALSE)<>\"\",VLOOKUP(Map_Elec_Mid[[#This Row],[Measure]],'Measure Descriptions'!$B$10:$H$46,AK$99,FALSE),\"\"),\"\")","v":""},{"$f":"IF($B126<>\"\",IF(VLOOKUP(Map_Elec_Mid[[#This Row],[Measure]],'Measure Descriptions'!$B$10:$H$46,AL$99,FALSE)<>\"\",VLOOKUP(Map_Elec_Mid[[#This Row],[Measure]],'Measure Descriptions'!$B$10:$H$46,AL$99,FALSE),\"\"),\"\")","v":""},{"$f":"IF($B126<>\"\",IF(VLOOKUP(Map_Elec_Mid[[#This Row],[Measure]],'Measure Descriptions'!$B$10:$H$46,AM$99,FALSE)<>\"\",VLOOKUP(Map_Elec_Mid[[#This Row],[Measure]],'Measure Descriptions'!$B$10:$H$46,AM$99,FALSE),\"\"),\"\")","v":""},{"$f":"IF($B126<>\"\",IF(VLOOKUP(Map_Elec_Mid[[#This Row],[Measure]],'Measure Descriptions'!$B$10:$H$46,AN$99,FALSE)<>\"\",VLOOKUP(Map_Elec_Mid[[#This Row],[Measure]],'Measure Descriptions'!$B$10:$H$46,AN$99,FALSE),\"\"),\"\")","v":""},{"$f":"IF($B126<>\"\",IF(VLOOKUP(Map_Elec_Mid[[#This Row],[Measure]],'Measure Descriptions'!$B$10:$H$46,AO$99,FALSE)<>\"\",VLOOKUP(Map_Elec_Mid[[#This Row],[Measure]],'Measure Descriptions'!$B$10:$H$46,AO$99,FALSE),\"\"),\"\")","v":""},{"$f":"IF($B126<>\"\",IF(INDIRECT(\"Measures!\"&AP$99&$B126)<>\"\",INDIRECT(\"Measures!\"&AP$99&$B126),\"\"),\"\")","v":""},null,null,null,null,null,null,null,null,null,null,null,"","",{"$f":"IF($BA126<>\"\",IF(INDIRECT(\"Measures!\"&BD$99&$BA126)<>\"\",INDIRECT(\"Measures!\"&BD$99&$BA126),\"\"),\"\")","v":""},{"$f":"IF($BA126<>\"\",IF(INDIRECT(\"Measures!\"&BE$99&$BA126)<>\"\",INDIRECT(\"Measures!\"&BE$99&$BA126),\"\"),\"\")","v":""},{"$f":"IF($BA126<>\"\",IF(INDIRECT(\"Measures!\"&BF$99&$BA126)<>\"\",INDIRECT(\"Measures!\"&BF$99&$BA126),\"\"),\"\")","v":""},{"$f":"IF($BA126<>\"\",IF(INDIRECT(\"Measures!\"&BG$99&$BA126)<>\"\",INDIRECT(\"Measures!\"&BG$99&$BA126),\"\"),\"\")","v":""},{"$f":"IF($BA126<>\"\",IF(INDIRECT(\"Measures!\"&BH$99&$BA126)<>\"\",INDIRECT(\"Measures!\"&BH$99&$BA126),\"\"),\"\")","v":""},{"$f":"IF($BA126<>\"\",IF(INDIRECT(\"Measures!\"&BI$99&$BA126)<>\"\",INDIRECT(\"Measures!\"&BI$99&$BA126),\"\"),\"\")","v":""},{"$f":"IF($BA126<>\"\",IF(INDIRECT(\"Measures!\"&BJ$99&$BA126)<>\"\",INDIRECT(\"Measures!\"&BJ$99&$BA126),\"\"),\"\")","v":""},{"$f":"IF($BA126<>\"\",IF(INDIRECT(\"Measures!\"&BK$99&$BA126)<>\"\",INDIRECT(\"Measures!\"&BK$99&$BA126),\"\"),\"\")","v":""},{"$f":"IF($BA126<>\"\",IF(INDIRECT(\"Measures!\"&BL$99&$BA126)<>\"\",INDIRECT(\"Measures!\"&BL$99&$BA126),\"\"),\"\")","v":""},{"$f":"IF($BA126<>\"\",IF(INDIRECT(\"Measures!\"&BM$99&$BA126)<>\"\",INDIRECT(\"Measures!\"&BM$99&$BA126),\"\"),\"\")","v":""},{"$f":"IF($BA126<>\"\",IF(INDIRECT(\"Measures!\"&BN$99&$BA126)<>\"\",INDIRECT(\"Measures!\"&BN$99&$BA126),\"\"),\"\")","v":""},{"$f":"IF($BA126<>\"\",IF(INDIRECT(\"Measures!\"&BO$99&$BA126)<>\"\",INDIRECT(\"Measures!\"&BO$99&$BA126),\"\"),\"\")","v":""},{"$f":"IF($BA126<>\"\",IF(INDIRECT(\"Measures!\"&BP$99&$BA126)<>\"\",INDIRECT(\"Measures!\"&BP$99&$BA126),\"\"),\"\")","v":""},{"$f":"IF($BA126<>\"\",IF(INDIRECT(\"Measures!\"&BQ$99&$BA126)<>\"\",INDIRECT(\"Measures!\"&BQ$99&$BA126),\"\"),\"\")","v":""},{"$f":"IF($BA126<>\"\",IF(INDIRECT(\"Measures!\"&BR$99&$BA126)<>\"\",INDIRECT(\"Measures!\"&BR$99&$BA126),\"\"),\"\")","v":""},{"$f":"IF($BA126<>\"\",IF(INDIRECT(\"Measures!\"&BS$99&$BA126)<>\"\",INDIRECT(\"Measures!\"&BS$99&$BA126),\"\"),\"\")","v":""},{"$f":"IF($BA126<>\"\",IF(INDIRECT(\"Measures!\"&BT$99&$BA126)<>\"\",INDIRECT(\"Measures!\"&BT$99&$BA126),\"\"),\"\")","v":""},{"$f":"IF($BA126<>\"\",IF(INDIRECT(\"Measures!\"&BU$99&$BA126)<>\"\",INDIRECT(\"Measures!\"&BU$99&$BA126),\"\"),\"\")","v":""},{"$f":"IF($BA126<>\"\",IF(INDIRECT(\"Measures!\"&BV$99&$BA126)<>\"\",INDIRECT(\"Measures!\"&BV$99&$BA126),\"\"),\"\")","v":""},{"$f":"IF($BA126<>\"\",IF(INDIRECT(\"Measures!\"&BW$99&$BA126)<>\"\",INDIRECT(\"Measures!\"&BW$99&$BA126),\"\"),\"\")","v":""},{"$f":"IF($BA126<>\"\",IF(INDIRECT(\"Measures!\"&BX$99&$BA126)<>\"\",INDIRECT(\"Measures!\"&BX$99&$BA126),\"\"),\"\")","v":""},{"$f":"IF($BA126<>\"\",IF(INDIRECT(\"Measures!\"&BY$99&$BA126)<>\"\",INDIRECT(\"Measures!\"&BY$99&$BA126),\"\"),\"\")","v":""},{"$f":"IF($BA126<>\"\",IF(INDIRECT(\"Measures!\"&BZ$99&$BA126)<>\"\",INDIRECT(\"Measures!\"&BZ$99&$BA126),\"\"),\"\")","v":""},{"$f":"IF($BA126<>\"\",IF(INDIRECT(\"Measures!\"&CA$99&$BA126)<>\"\",INDIRECT(\"Measures!\"&CA$99&$BA126),\"\"),\"\")","v":""},{"$f":"IF($BA126<>\"\",IF(INDIRECT(\"Measures!\"&CB$99&$BA126)<>\"\",INDIRECT(\"Measures!\"&CB$99&$BA126),\"\"),\"\")","v":""},{"$f":"IF($BA126<>\"\",IF(INDIRECT(\"Measures!\"&CC$99&$BA126)<>\"\",INDIRECT(\"Measures!\"&CC$99&$BA126),\"\"),\"\")","v":""},{"$f":"IF($BA126<>\"\",IF(INDIRECT(\"Measures!\"&CD$99&$BA126)<>\"\",INDIRECT(\"Measures!\"&CD$99&$BA126),\"\"),\"\")","v":""},{"$f":"IF($BA126<>\"\",IF(INDIRECT(\"Measures!\"&CE$99&$BA126)<>\"\",INDIRECT(\"Measures!\"&CE$99&$BA126),\"\"),\"\")","v":""},{"$f":"IF($BA126<>\"\",IF(INDIRECT(\"Measures!\"&CF$99&$BA126)<>\"\",INDIRECT(\"Measures!\"&CF$99&$BA126),\"\"),\"\")","v":""},{"$f":"IF($BA126<>\"\",IF(INDIRECT(\"Measures!\"&CG$99&$BA126)<>\"\",INDIRECT(\"Measures!\"&CG$99&$BA126),\"\"),\"\")","v":""},{"$f":"INDEX('Measure Descriptions'!$A$10:$A$46,MATCH(Map_Gas_Mid[[#This Row],[Measure]],'Measure Descriptions'!$B$10:$B$46,0))","v":""},{"$f":"IF($BA126<>\"\",IF(VLOOKUP(Map_Gas_Mid[[#This Row],[Measure]],'Measure Descriptions'!$B$10:$H$46,CI$99,FALSE)<>\"\",VLOOKUP(Map_Gas_Mid[[#This Row],[Measure]],'Measure Descriptions'!$B$10:$H$46,CI$99,FALSE),\"\"),\"\")","v":""},{"$f":"IF($BA126<>\"\",IF(VLOOKUP(Map_Gas_Mid[[#This Row],[Measure]],'Measure Descriptions'!$B$10:$H$46,CJ$99,FALSE)<>\"\",VLOOKUP(Map_Gas_Mid[[#This Row],[Measure]],'Measure Descriptions'!$B$10:$H$46,CJ$99,FALSE),\"\"),\"\")","v":""},{"$f":"IF($BA126<>\"\",IF(VLOOKUP(Map_Gas_Mid[[#This Row],[Measure]],'Measure Descriptions'!$B$10:$H$46,CK$99,FALSE)<>\"\",VLOOKUP(Map_Gas_Mid[[#This Row],[Measure]],'Measure Descriptions'!$B$10:$H$46,CK$99,FALSE),\"\"),\"\")","v":""},{"$f":"IF($BA126<>\"\",IF(VLOOKUP(Map_Gas_Mid[[#This Row],[Measure]],'Measure Descriptions'!$B$10:$H$46,CL$99,FALSE)<>\"\",VLOOKUP(Map_Gas_Mid[[#This Row],[Measure]],'Measure Descriptions'!$B$10:$H$46,CL$99,FALSE),\"\"),\"\")","v":""},{"$f":"IF($BA126<>\"\",IF(VLOOKUP(Map_Gas_Mid[[#This Row],[Measure]],'Measure Descriptions'!$B$10:$H$46,CM$99,FALSE)<>\"\",VLOOKUP(Map_Gas_Mid[[#This Row],[Measure]],'Measure Descriptions'!$B$10:$H$46,CM$99,FALSE),\"\"),\"\")","v":""},{"$f":"IF($BA126<>\"\",IF(VLOOKUP(Map_Gas_Mid[[#This Row],[Measure]],'Measure Descriptions'!$B$10:$H$46,CN$99,FALSE)<>\"\",VLOOKUP(Map_Gas_Mid[[#This Row],[Measure]],'Measure Descriptions'!$B$10:$H$46,CN$99,FALSE),\"\"),\"\")","v":""},{"$f":"IF($BA126<>\"\",IF(INDIRECT(\"Measures!\"&CO$99&$BA126)<>\"\",INDIRECT(\"Measures!\"&CO$99&$BA126),\"\"),\"\")","v":""}]
[null,null,"","",{"$f":"IF($B127<>\"\",IF(INDIRECT(\"Measures!\"&E$99&$B127)<>\"\",INDIRECT(\"Measures!\"&E$99&$B127),\"\"),\"\")","v":""},{"$f":"IF($B127<>\"\",IF(INDIRECT(\"Measures!\"&F$99&$B127)<>\"\",INDIRECT(\"Measures!\"&F$99&$B127),\"\"),\"\")","v":""},{"$f":"IF($B127<>\"\",IF(INDIRECT(\"Measures!\"&G$99&$B127)<>\"\",INDIRECT(\"Measures!\"&G$99&$B127),\"\"),\"\")","v":""},{"$f":"IF($B127<>\"\",IF(INDIRECT(\"Measures!\"&H$99&$B127)<>\"\",INDIRECT(\"Measures!\"&H$99&$B127),\"\"),\"\")","v":""},{"$f":"IF($B127<>\"\",IF(INDIRECT(\"Measures!\"&I$99&$B127)<>\"\",INDIRECT(\"Measures!\"&I$99&$B127),\"\"),\"\")","v":""},{"$f":"IF($B127<>\"\",IF(INDIRECT(\"Measures!\"&J$99&$B127)<>\"\",INDIRECT(\"Measures!\"&J$99&$B127),\"\"),\"\")","v":""},{"$f":"IF($B127<>\"\",IF(INDIRECT(\"Measures!\"&K$99&$B127)<>\"\",INDIRECT(\"Measures!\"&K$99&$B127),\"\"),\"\")","v":""},{"$f":"IF($B127<>\"\",IF(INDIRECT(\"Measures!\"&L$99&$B127)<>\"\",INDIRECT(\"Measures!\"&L$99&$B127),\"\"),\"\")","v":""},{"$f":"IF($B127<>\"\",IF(INDIRECT(\"Measures!\"&M$99&$B127)<>\"\",INDIRECT(\"Measures!\"&M$99&$B127),\"\"),\"\")","v":""},{"$f":"IF($B127<>\"\",IF(INDIRECT(\"Measures!\"&N$99&$B127)<>\"\",INDIRECT(\"Measures!\"&N$99&$B127),\"\"),\"\")","v":""},{"$f":"IF($B127<>\"\",IF(INDIRECT(\"Measures!\"&O$99&$B127)<>\"\",INDIRECT(\"Measures!\"&O$99&$B127),\"\"),\"\")","v":""},{"$f":"IF($B127<>\"\",IF(INDIRECT(\"Measures!\"&P$99&$B127)<>\"\",INDIRECT(\"Measures!\"&P$99&$B127),\"\"),\"\")","v":""},{"$f":"IF($B127<>\"\",IF(INDIRECT(\"Measures!\"&Q$99&$B127)<>\"\",INDIRECT(\"Measures!\"&Q$99&$B127),\"\"),\"\")","v":""},{"$f":"IF($B127<>\"\",IF(INDIRECT(\"Measures!\"&R$99&$B127)<>\"\",INDIRECT(\"Measures!\"&R$99&$B127),\"\"),\"\")","v":""},{"$f":"IF($B127<>\"\",IF(INDIRECT(\"Measures!\"&S$99&$B127)<>\"\",INDIRECT(\"Measures!\"&S$99&$B127),\"\"),\"\")","v":""},{"$f":"IF($B127<>\"\",IF(INDIRECT(\"Measures!\"&T$99&$B127)<>\"\",INDIRECT(\"Measures!\"&T$99&$B127),\"\"),\"\")","v":""},{"$f":"IF($B127<>\"\",IF(INDIRECT(\"Measures!\"&U$99&$B127)<>\"\",INDIRECT(\"Measures!\"&U$99&$B127),\"\"),\"\")","v":""},{"$f":"IF($B127<>\"\",IF(INDIRECT(\"Measures!\"&V$99&$B127)<>\"\",INDIRECT(\"Measures!\"&V$99&$B127),\"\"),\"\")","v":""},{"$f":"IF($B127<>\"\",IF(INDIRECT(\"Measures!\"&W$99&$B127)<>\"\",INDIRECT(\"Measures!\"&W$99&$B127),\"\"),\"\")","v":""},{"$f":"IF($B127<>\"\",IF(INDIRECT(\"Measures!\"&X$99&$B127)<>\"\",INDIRECT(\"Measures!\"&X$99&$B127),\"\"),\"\")","v":""},{"$f":"IF($B127<>\"\",IF(INDIRECT(\"Measures!\"&Y$99&$B127)<>\"\",INDIRECT(\"Measures!\"&Y$99&$B127),\"\"),\"\")","v":""},{"$f":"IF($B127<>\"\",IF(INDIRECT(\"Measures!\"&Z$99&$B127)<>\"\",INDIRECT(\"Measures!\"&Z$99&$B127),\"\"),\"\")","v":""},{"$f":"IF($B127<>\"\",IF(INDIRECT(\"Measures!\"&AA$99&$B127)<>\"\",INDIRECT(\"Measures!\"&AA$99&$B127),\"\"),\"\")","v":""},{"$f":"IF($B127<>\"\",IF(INDIRECT(\"Measures!\"&AB$99&$B127)<>\"\",INDIRECT(\"Measures!\"&AB$99&$B127),\"\"),\"\")","v":""},{"$f":"IF($B127<>\"\",IF(INDIRECT(\"Measures!\"&AC$99&$B127)<>\"\",INDIRECT(\"Measures!\"&AC$99&$B127),\"\"),\"\")","v":""},{"$f":"IF($B127<>\"\",IF(INDIRECT(\"Measures!\"&AD$99&$B127)<>\"\",INDIRECT(\"Measures!\"&AD$99&$B127),\"\"),\"\")","v":""},{"$f":"IF($B127<>\"\",IF(INDIRECT(\"Measures!\"&AE$99&$B127)<>\"\",INDIRECT(\"Measures!\"&AE$99&$B127),\"\"),\"\")","v":""},{"$f":"IF($B127<>\"\",IF(INDIRECT(\"Measures!\"&AF$99&$B127)<>\"\",INDIRECT(\"Measures!\"&AF$99&$B127),\"\"),\"\")","v":""},{"$f":"IF($B127<>\"\",IF(INDIRECT(\"Measures!\"&AG$99&$B127)<>\"\",INDIRECT(\"Measures!\"&AG$99&$B127),\"\"),\"\")","v":""},{"$f":"IF($B127<>\"\",IF(INDIRECT(\"Measures!\"&AH$99&$B127)<>\"\",INDIRECT(\"Measures!\"&AH$99&$B127),\"\"),\"\")","v":""},{"$f":"INDEX('Measure Descriptions'!$A$10:$A$46,MATCH(Map_Elec_Mid[[#This Row],[Measure]],'Measure Descriptions'!$B$10:$B$46,0))","v":""},{"$f":"IF($B127<>\"\",IF(VLOOKUP(Map_Elec_Mid[[#This Row],[Measure]],'Measure Descriptions'!$B$10:$H$46,AJ$99,FALSE)<>\"\",VLOOKUP(Map_Elec_Mid[[#This Row],[Measure]],'Measure Descriptions'!$B$10:$H$46,AJ$99,FALSE),\"\"),\"\")","v":""},{"$f":"IF($B127<>\"\",IF(VLOOKUP(Map_Elec_Mid[[#This Row],[Measure]],'Measure Descriptions'!$B$10:$H$46,AK$99,FALSE)<>\"\",VLOOKUP(Map_Elec_Mid[[#This Row],[Measure]],'Measure Descriptions'!$B$10:$H$46,AK$99,FALSE),\"\"),\"\")","v":""},{"$f":"IF($B127<>\"\",IF(VLOOKUP(Map_Elec_Mid[[#This Row],[Measure]],'Measure Descriptions'!$B$10:$H$46,AL$99,FALSE)<>\"\",VLOOKUP(Map_Elec_Mid[[#This Row],[Measure]],'Measure Descriptions'!$B$10:$H$46,AL$99,FALSE),\"\"),\"\")","v":""},{"$f":"IF($B127<>\"\",IF(VLOOKUP(Map_Elec_Mid[[#This Row],[Measure]],'Measure Descriptions'!$B$10:$H$46,AM$99,FALSE)<>\"\",VLOOKUP(Map_Elec_Mid[[#This Row],[Measure]],'Measure Descriptions'!$B$10:$H$46,AM$99,FALSE),\"\"),\"\")","v":""},{"$f":"IF($B127<>\"\",IF(VLOOKUP(Map_Elec_Mid[[#This Row],[Measure]],'Measure Descriptions'!$B$10:$H$46,AN$99,FALSE)<>\"\",VLOOKUP(Map_Elec_Mid[[#This Row],[Measure]],'Measure Descriptions'!$B$10:$H$46,AN$99,FALSE),\"\"),\"\")","v":""},{"$f":"IF($B127<>\"\",IF(VLOOKUP(Map_Elec_Mid[[#This Row],[Measure]],'Measure Descriptions'!$B$10:$H$46,AO$99,FALSE)<>\"\",VLOOKUP(Map_Elec_Mid[[#This Row],[Measure]],'Measure Descriptions'!$B$10:$H$46,AO$99,FALSE),\"\"),\"\")","v":""},{"$f":"IF($B127<>\"\",IF(INDIRECT(\"Measures!\"&AP$99&$B127)<>\"\",INDIRECT(\"Measures!\"&AP$99&$B127),\"\"),\"\")","v":""},null,null,null,null,null,null,null,null,null,null,null,"","",{"$f":"IF($BA127<>\"\",IF(INDIRECT(\"Measures!\"&BD$99&$BA127)<>\"\",INDIRECT(\"Measures!\"&BD$99&$BA127),\"\"),\"\")","v":""},{"$f":"IF($BA127<>\"\",IF(INDIRECT(\"Measures!\"&BE$99&$BA127)<>\"\",INDIRECT(\"Measures!\"&BE$99&$BA127),\"\"),\"\")","v":""},{"$f":"IF($BA127<>\"\",IF(INDIRECT(\"Measures!\"&BF$99&$BA127)<>\"\",INDIRECT(\"Measures!\"&BF$99&$BA127),\"\"),\"\")","v":""},{"$f":"IF($BA127<>\"\",IF(INDIRECT(\"Measures!\"&BG$99&$BA127)<>\"\",INDIRECT(\"Measures!\"&BG$99&$BA127),\"\"),\"\")","v":""},{"$f":"IF($BA127<>\"\",IF(INDIRECT(\"Measures!\"&BH$99&$BA127)<>\"\",INDIRECT(\"Measures!\"&BH$99&$BA127),\"\"),\"\")","v":""},{"$f":"IF($BA127<>\"\",IF(INDIRECT(\"Measures!\"&BI$99&$BA127)<>\"\",INDIRECT(\"Measures!\"&BI$99&$BA127),\"\"),\"\")","v":""},{"$f":"IF($BA127<>\"\",IF(INDIRECT(\"Measures!\"&BJ$99&$BA127)<>\"\",INDIRECT(\"Measures!\"&BJ$99&$BA127),\"\"),\"\")","v":""},{"$f":"IF($BA127<>\"\",IF(INDIRECT(\"Measures!\"&BK$99&$BA127)<>\"\",INDIRECT(\"Measures!\"&BK$99&$BA127),\"\"),\"\")","v":""},{"$f":"IF($BA127<>\"\",IF(INDIRECT(\"Measures!\"&BL$99&$BA127)<>\"\",INDIRECT(\"Measures!\"&BL$99&$BA127),\"\"),\"\")","v":""},{"$f":"IF($BA127<>\"\",IF(INDIRECT(\"Measures!\"&BM$99&$BA127)<>\"\",INDIRECT(\"Measures!\"&BM$99&$BA127),\"\"),\"\")","v":""},{"$f":"IF($BA127<>\"\",IF(INDIRECT(\"Measures!\"&BN$99&$BA127)<>\"\",INDIRECT(\"Measures!\"&BN$99&$BA127),\"\"),\"\")","v":""},{"$f":"IF($BA127<>\"\",IF(INDIRECT(\"Measures!\"&BO$99&$BA127)<>\"\",INDIRECT(\"Measures!\"&BO$99&$BA127),\"\"),\"\")","v":""},{"$f":"IF($BA127<>\"\",IF(INDIRECT(\"Measures!\"&BP$99&$BA127)<>\"\",INDIRECT(\"Measures!\"&BP$99&$BA127),\"\"),\"\")","v":""},{"$f":"IF($BA127<>\"\",IF(INDIRECT(\"Measures!\"&BQ$99&$BA127)<>\"\",INDIRECT(\"Measures!\"&BQ$99&$BA127),\"\"),\"\")","v":""},{"$f":"IF($BA127<>\"\",IF(INDIRECT(\"Measures!\"&BR$99&$BA127)<>\"\",INDIRECT(\"Measures!\"&BR$99&$BA127),\"\"),\"\")","v":""},{"$f":"IF($BA127<>\"\",IF(INDIRECT(\"Measures!\"&BS$99&$BA127)<>\"\",INDIRECT(\"Measures!\"&BS$99&$BA127),\"\"),\"\")","v":""},{"$f":"IF($BA127<>\"\",IF(INDIRECT(\"Measures!\"&BT$99&$BA127)<>\"\",INDIRECT(\"Measures!\"&BT$99&$BA127),\"\"),\"\")","v":""},{"$f":"IF($BA127<>\"\",IF(INDIRECT(\"Measures!\"&BU$99&$BA127)<>\"\",INDIRECT(\"Measures!\"&BU$99&$BA127),\"\"),\"\")","v":""},{"$f":"IF($BA127<>\"\",IF(INDIRECT(\"Measures!\"&BV$99&$BA127)<>\"\",INDIRECT(\"Measures!\"&BV$99&$BA127),\"\"),\"\")","v":""},{"$f":"IF($BA127<>\"\",IF(INDIRECT(\"Measures!\"&BW$99&$BA127)<>\"\",INDIRECT(\"Measures!\"&BW$99&$BA127),\"\"),\"\")","v":""},{"$f":"IF($BA127<>\"\",IF(INDIRECT(\"Measures!\"&BX$99&$BA127)<>\"\",INDIRECT(\"Measures!\"&BX$99&$BA127),\"\"),\"\")","v":""},{"$f":"IF($BA127<>\"\",IF(INDIRECT(\"Measures!\"&BY$99&$BA127)<>\"\",INDIRECT(\"Measures!\"&BY$99&$BA127),\"\"),\"\")","v":""},{"$f":"IF($BA127<>\"\",IF(INDIRECT(\"Measures!\"&BZ$99&$BA127)<>\"\",INDIRECT(\"Measures!\"&BZ$99&$BA127),\"\"),\"\")","v":""},{"$f":"IF($BA127<>\"\",IF(INDIRECT(\"Measures!\"&CA$99&$BA127)<>\"\",INDIRECT(\"Measures!\"&CA$99&$BA127),\"\"),\"\")","v":""},{"$f":"IF($BA127<>\"\",IF(INDIRECT(\"Measures!\"&CB$99&$BA127)<>\"\",INDIRECT(\"Measures!\"&CB$99&$BA127),\"\"),\"\")","v":""},{"$f":"IF($BA127<>\"\",IF(INDIRECT(\"Measures!\"&CC$99&$BA127)<>\"\",INDIRECT(\"Measures!\"&CC$99&$BA127),\"\"),\"\")","v":""},{"$f":"IF($BA127<>\"\",IF(INDIRECT(\"Measures!\"&CD$99&$BA127)<>\"\",INDIRECT(\"Measures!\"&CD$99&$BA127),\"\"),\"\")","v":""},{"$f":"IF($BA127<>\"\",IF(INDIRECT(\"Measures!\"&CE$99&$BA127)<>\"\",INDIRECT(\"Measures!\"&CE$99&$BA127),\"\"),\"\")","v":""},{"$f":"IF($BA127<>\"\",IF(INDIRECT(\"Measures!\"&CF$99&$BA127)<>\"\",INDIRECT(\"Measures!\"&CF$99&$BA127),\"\"),\"\")","v":""},{"$f":"IF($BA127<>\"\",IF(INDIRECT(\"Measures!\"&CG$99&$BA127)<>\"\",INDIRECT(\"Measures!\"&CG$99&$BA127),\"\"),\"\")","v":""},{"$f":"INDEX('Measure Descriptions'!$A$10:$A$46,MATCH(Map_Gas_Mid[[#This Row],[Measure]],'Measure Descriptions'!$B$10:$B$46,0))","v":""},{"$f":"IF($BA127<>\"\",IF(VLOOKUP(Map_Gas_Mid[[#This Row],[Measure]],'Measure Descriptions'!$B$10:$H$46,CI$99,FALSE)<>\"\",VLOOKUP(Map_Gas_Mid[[#This Row],[Measure]],'Measure Descriptions'!$B$10:$H$46,CI$99,FALSE),\"\"),\"\")","v":""},{"$f":"IF($BA127<>\"\",IF(VLOOKUP(Map_Gas_Mid[[#This Row],[Measure]],'Measure Descriptions'!$B$10:$H$46,CJ$99,FALSE)<>\"\",VLOOKUP(Map_Gas_Mid[[#This Row],[Measure]],'Measure Descriptions'!$B$10:$H$46,CJ$99,FALSE),\"\"),\"\")","v":""},{"$f":"IF($BA127<>\"\",IF(VLOOKUP(Map_Gas_Mid[[#This Row],[Measure]],'Measure Descriptions'!$B$10:$H$46,CK$99,FALSE)<>\"\",VLOOKUP(Map_Gas_Mid[[#This Row],[Measure]],'Measure Descriptions'!$B$10:$H$46,CK$99,FALSE),\"\"),\"\")","v":""},{"$f":"IF($BA127<>\"\",IF(VLOOKUP(Map_Gas_Mid[[#This Row],[Measure]],'Measure Descriptions'!$B$10:$H$46,CL$99,FALSE)<>\"\",VLOOKUP(Map_Gas_Mid[[#This Row],[Measure]],'Measure Descriptions'!$B$10:$H$46,CL$99,FALSE),\"\"),\"\")","v":""},{"$f":"IF($BA127<>\"\",IF(VLOOKUP(Map_Gas_Mid[[#This Row],[Measure]],'Measure Descriptions'!$B$10:$H$46,CM$99,FALSE)<>\"\",VLOOKUP(Map_Gas_Mid[[#This Row],[Measure]],'Measure Descriptions'!$B$10:$H$46,CM$99,FALSE),\"\"),\"\")","v":""},{"$f":"IF($BA127<>\"\",IF(VLOOKUP(Map_Gas_Mid[[#This Row],[Measure]],'Measure Descriptions'!$B$10:$H$46,CN$99,FALSE)<>\"\",VLOOKUP(Map_Gas_Mid[[#This Row],[Measure]],'Measure Descriptions'!$B$10:$H$46,CN$99,FALSE),\"\"),\"\")","v":""},{"$f":"IF($BA127<>\"\",IF(INDIRECT(\"Measures!\"&CO$99&$BA127)<>\"\",INDIRECT(\"Measures!\"&CO$99&$BA127),\"\"),\"\")","v":""}]
[null,null,"","",{"$f":"IF($B128<>\"\",IF(INDIRECT(\"Measures!\"&E$99&$B128)<>\"\",INDIRECT(\"Measures!\"&E$99&$B128),\"\"),\"\")","v":""},{"$f":"IF($B128<>\"\",IF(INDIRECT(\"Measures!\"&F$99&$B128)<>\"\",INDIRECT(\"Measures!\"&F$99&$B128),\"\"),\"\")","v":""},{"$f":"IF($B128<>\"\",IF(INDIRECT(\"Measures!\"&G$99&$B128)<>\"\",INDIRECT(\"Measures!\"&G$99&$B128),\"\"),\"\")","v":""},{"$f":"IF($B128<>\"\",IF(INDIRECT(\"Measures!\"&H$99&$B128)<>\"\",INDIRECT(\"Measures!\"&H$99&$B128),\"\"),\"\")","v":""},{"$f":"IF($B128<>\"\",IF(INDIRECT(\"Measures!\"&I$99&$B128)<>\"\",INDIRECT(\"Measures!\"&I$99&$B128),\"\"),\"\")","v":""},{"$f":"IF($B128<>\"\",IF(INDIRECT(\"Measures!\"&J$99&$B128)<>\"\",INDIRECT(\"Measures!\"&J$99&$B128),\"\"),\"\")","v":""},{"$f":"IF($B128<>\"\",IF(INDIRECT(\"Measures!\"&K$99&$B128)<>\"\",INDIRECT(\"Measures!\"&K$99&$B128),\"\"),\"\")","v":""},{"$f":"IF($B128<>\"\",IF(INDIRECT(\"Measures!\"&L$99&$B128)<>\"\",INDIRECT(\"Measures!\"&L$99&$B128),\"\"),\"\")","v":""},{"$f":"IF($B128<>\"\",IF(INDIRECT(\"Measures!\"&M$99&$B128)<>\"\",INDIRECT(\"Measures!\"&M$99&$B128),\"\"),\"\")","v":""},{"$f":"IF($B128<>\"\",IF(INDIRECT(\"Measures!\"&N$99&$B128)<>\"\",INDIRECT(\"Measures!\"&N$99&$B128),\"\"),\"\")","v":""},{"$f":"IF($B128<>\"\",IF(INDIRECT(\"Measures!\"&O$99&$B128)<>\"\",INDIRECT(\"Measures!\"&O$99&$B128),\"\"),\"\")","v":""},{"$f":"IF($B128<>\"\",IF(INDIRECT(\"Measures!\"&P$99&$B128)<>\"\",INDIRECT(\"Measures!\"&P$99&$B128),\"\"),\"\")","v":""},{"$f":"IF($B128<>\"\",IF(INDIRECT(\"Measures!\"&Q$99&$B128)<>\"\",INDIRECT(\"Measures!\"&Q$99&$B128),\"\"),\"\")","v":""},{"$f":"IF($B128<>\"\",IF(INDIRECT(\"Measures!\"&R$99&$B128)<>\"\",INDIRECT(\"Measures!\"&R$99&$B128),\"\"),\"\")","v":""},{"$f":"IF($B128<>\"\",IF(INDIRECT(\"Measures!\"&S$99&$B128)<>\"\",INDIRECT(\"Measures!\"&S$99&$B128),\"\"),\"\")","v":""},{"$f":"IF($B128<>\"\",IF(INDIRECT(\"Measures!\"&T$99&$B128)<>\"\",INDIRECT(\"Measures!\"&T$99&$B128),\"\"),\"\")","v":""},{"$f":"IF($B128<>\"\",IF(INDIRECT(\"Measures!\"&U$99&$B128)<>\"\",INDIRECT(\"Measures!\"&U$99&$B128),\"\"),\"\")","v":""},{"$f":"IF($B128<>\"\",IF(INDIRECT(\"Measures!\"&V$99&$B128)<>\"\",INDIRECT(\"Measures!\"&V$99&$B128),\"\"),\"\")","v":""},{"$f":"IF($B128<>\"\",IF(INDIRECT(\"Measures!\"&W$99&$B128)<>\"\",INDIRECT(\"Measures!\"&W$99&$B128),\"\"),\"\")","v":""},{"$f":"IF($B128<>\"\",IF(INDIRECT(\"Measures!\"&X$99&$B128)<>\"\",INDIRECT(\"Measures!\"&X$99&$B128),\"\"),\"\")","v":""},{"$f":"IF($B128<>\"\",IF(INDIRECT(\"Measures!\"&Y$99&$B128)<>\"\",INDIRECT(\"Measures!\"&Y$99&$B128),\"\"),\"\")","v":""},{"$f":"IF($B128<>\"\",IF(INDIRECT(\"Measures!\"&Z$99&$B128)<>\"\",INDIRECT(\"Measures!\"&Z$99&$B128),\"\"),\"\")","v":""},{"$f":"IF($B128<>\"\",IF(INDIRECT(\"Measures!\"&AA$99&$B128)<>\"\",INDIRECT(\"Measures!\"&AA$99&$B128),\"\"),\"\")","v":""},{"$f":"IF($B128<>\"\",IF(INDIRECT(\"Measures!\"&AB$99&$B128)<>\"\",INDIRECT(\"Measures!\"&AB$99&$B128),\"\"),\"\")","v":""},{"$f":"IF($B128<>\"\",IF(INDIRECT(\"Measures!\"&AC$99&$B128)<>\"\",INDIRECT(\"Measures!\"&AC$99&$B128),\"\"),\"\")","v":""},{"$f":"IF($B128<>\"\",IF(INDIRECT(\"Measures!\"&AD$99&$B128)<>\"\",INDIRECT(\"Measures!\"&AD$99&$B128),\"\"),\"\")","v":""},{"$f":"IF($B128<>\"\",IF(INDIRECT(\"Measures!\"&AE$99&$B128)<>\"\",INDIRECT(\"Measures!\"&AE$99&$B128),\"\"),\"\")","v":""},{"$f":"IF($B128<>\"\",IF(INDIRECT(\"Measures!\"&AF$99&$B128)<>\"\",INDIRECT(\"Measures!\"&AF$99&$B128),\"\"),\"\")","v":""},{"$f":"IF($B128<>\"\",IF(INDIRECT(\"Measures!\"&AG$99&$B128)<>\"\",INDIRECT(\"Measures!\"&AG$99&$B128),\"\"),\"\")","v":""},{"$f":"IF($B128<>\"\",IF(INDIRECT(\"Measures!\"&AH$99&$B128)<>\"\",INDIRECT(\"Measures!\"&AH$99&$B128),\"\"),\"\")","v":""},{"$f":"INDEX('Measure Descriptions'!$A$10:$A$46,MATCH(Map_Elec_Mid[[#This Row],[Measure]],'Measure Descriptions'!$B$10:$B$46,0))","v":""},{"$f":"IF($B128<>\"\",IF(VLOOKUP(Map_Elec_Mid[[#This Row],[Measure]],'Measure Descriptions'!$B$10:$H$46,AJ$99,FALSE)<>\"\",VLOOKUP(Map_Elec_Mid[[#This Row],[Measure]],'Measure Descriptions'!$B$10:$H$46,AJ$99,FALSE),\"\"),\"\")","v":""},{"$f":"IF($B128<>\"\",IF(VLOOKUP(Map_Elec_Mid[[#This Row],[Measure]],'Measure Descriptions'!$B$10:$H$46,AK$99,FALSE)<>\"\",VLOOKUP(Map_Elec_Mid[[#This Row],[Measure]],'Measure Descriptions'!$B$10:$H$46,AK$99,FALSE),\"\"),\"\")","v":""},{"$f":"IF($B128<>\"\",IF(VLOOKUP(Map_Elec_Mid[[#This Row],[Measure]],'Measure Descriptions'!$B$10:$H$46,AL$99,FALSE)<>\"\",VLOOKUP(Map_Elec_Mid[[#This Row],[Measure]],'Measure Descriptions'!$B$10:$H$46,AL$99,FALSE),\"\"),\"\")","v":""},{"$f":"IF($B128<>\"\",IF(VLOOKUP(Map_Elec_Mid[[#This Row],[Measure]],'Measure Descriptions'!$B$10:$H$46,AM$99,FALSE)<>\"\",VLOOKUP(Map_Elec_Mid[[#This Row],[Measure]],'Measure Descriptions'!$B$10:$H$46,AM$99,FALSE),\"\"),\"\")","v":""},{"$f":"IF($B128<>\"\",IF(VLOOKUP(Map_Elec_Mid[[#This Row],[Measure]],'Measure Descriptions'!$B$10:$H$46,AN$99,FALSE)<>\"\",VLOOKUP(Map_Elec_Mid[[#This Row],[Measure]],'Measure Descriptions'!$B$10:$H$46,AN$99,FALSE),\"\"),\"\")","v":""},{"$f":"IF($B128<>\"\",IF(VLOOKUP(Map_Elec_Mid[[#This Row],[Measure]],'Measure Descriptions'!$B$10:$H$46,AO$99,FALSE)<>\"\",VLOOKUP(Map_Elec_Mid[[#This Row],[Measure]],'Measure Descriptions'!$B$10:$H$46,AO$99,FALSE),\"\"),\"\")","v":""},{"$f":"IF($B128<>\"\",IF(INDIRECT(\"Measures!\"&AP$99&$B128)<>\"\",INDIRECT(\"Measures!\"&AP$99&$B128),\"\"),\"\")","v":""},null,null,null,null,null,null,null,null,null,null,null,"","",{"$f":"IF($BA128<>\"\",IF(INDIRECT(\"Measures!\"&BD$99&$BA128)<>\"\",INDIRECT(\"Measures!\"&BD$99&$BA128),\"\"),\"\")","v":""},{"$f":"IF($BA128<>\"\",IF(INDIRECT(\"Measures!\"&BE$99&$BA128)<>\"\",INDIRECT(\"Measures!\"&BE$99&$BA128),\"\"),\"\")","v":""},{"$f":"IF($BA128<>\"\",IF(INDIRECT(\"Measures!\"&BF$99&$BA128)<>\"\",INDIRECT(\"Measures!\"&BF$99&$BA128),\"\"),\"\")","v":""},{"$f":"IF($BA128<>\"\",IF(INDIRECT(\"Measures!\"&BG$99&$BA128)<>\"\",INDIRECT(\"Measures!\"&BG$99&$BA128),\"\"),\"\")","v":""},{"$f":"IF($BA128<>\"\",IF(INDIRECT(\"Measures!\"&BH$99&$BA128)<>\"\",INDIRECT(\"Measures!\"&BH$99&$BA128),\"\"),\"\")","v":""},{"$f":"IF($BA128<>\"\",IF(INDIRECT(\"Measures!\"&BI$99&$BA128)<>\"\",INDIRECT(\"Measures!\"&BI$99&$BA128),\"\"),\"\")","v":""},{"$f":"IF($BA128<>\"\",IF(INDIRECT(\"Measures!\"&BJ$99&$BA128)<>\"\",INDIRECT(\"Measures!\"&BJ$99&$BA128),\"\"),\"\")","v":""},{"$f":"IF($BA128<>\"\",IF(INDIRECT(\"Measures!\"&BK$99&$BA128)<>\"\",INDIRECT(\"Measures!\"&BK$99&$BA128),\"\"),\"\")","v":""},{"$f":"IF($BA128<>\"\",IF(INDIRECT(\"Measures!\"&BL$99&$BA128)<>\"\",INDIRECT(\"Measures!\"&BL$99&$BA128),\"\"),\"\")","v":""},{"$f":"IF($BA128<>\"\",IF(INDIRECT(\"Measures!\"&BM$99&$BA128)<>\"\",INDIRECT(\"Measures!\"&BM$99&$BA128),\"\"),\"\")","v":""},{"$f":"IF($BA128<>\"\",IF(INDIRECT(\"Measures!\"&BN$99&$BA128)<>\"\",INDIRECT(\"Measures!\"&BN$99&$BA128),\"\"),\"\")","v":""},{"$f":"IF($BA128<>\"\",IF(INDIRECT(\"Measures!\"&BO$99&$BA128)<>\"\",INDIRECT(\"Measures!\"&BO$99&$BA128),\"\"),\"\")","v":""},{"$f":"IF($BA128<>\"\",IF(INDIRECT(\"Measures!\"&BP$99&$BA128)<>\"\",INDIRECT(\"Measures!\"&BP$99&$BA128),\"\"),\"\")","v":""},{"$f":"IF($BA128<>\"\",IF(INDIRECT(\"Measures!\"&BQ$99&$BA128)<>\"\",INDIRECT(\"Measures!\"&BQ$99&$BA128),\"\"),\"\")","v":""},{"$f":"IF($BA128<>\"\",IF(INDIRECT(\"Measures!\"&BR$99&$BA128)<>\"\",INDIRECT(\"Measures!\"&BR$99&$BA128),\"\"),\"\")","v":""},{"$f":"IF($BA128<>\"\",IF(INDIRECT(\"Measures!\"&BS$99&$BA128)<>\"\",INDIRECT(\"Measures!\"&BS$99&$BA128),\"\"),\"\")","v":""},{"$f":"IF($BA128<>\"\",IF(INDIRECT(\"Measures!\"&BT$99&$BA128)<>\"\",INDIRECT(\"Measures!\"&BT$99&$BA128),\"\"),\"\")","v":""},{"$f":"IF($BA128<>\"\",IF(INDIRECT(\"Measures!\"&BU$99&$BA128)<>\"\",INDIRECT(\"Measures!\"&BU$99&$BA128),\"\"),\"\")","v":""},{"$f":"IF($BA128<>\"\",IF(INDIRECT(\"Measures!\"&BV$99&$BA128)<>\"\",INDIRECT(\"Measures!\"&BV$99&$BA128),\"\"),\"\")","v":""},{"$f":"IF($BA128<>\"\",IF(INDIRECT(\"Measures!\"&BW$99&$BA128)<>\"\",INDIRECT(\"Measures!\"&BW$99&$BA128),\"\"),\"\")","v":""},{"$f":"IF($BA128<>\"\",IF(INDIRECT(\"Measures!\"&BX$99&$BA128)<>\"\",INDIRECT(\"Measures!\"&BX$99&$BA128),\"\"),\"\")","v":""},{"$f":"IF($BA128<>\"\",IF(INDIRECT(\"Measures!\"&BY$99&$BA128)<>\"\",INDIRECT(\"Measures!\"&BY$99&$BA128),\"\"),\"\")","v":""},{"$f":"IF($BA128<>\"\",IF(INDIRECT(\"Measures!\"&BZ$99&$BA128)<>\"\",INDIRECT(\"Measures!\"&BZ$99&$BA128),\"\"),\"\")","v":""},{"$f":"IF($BA128<>\"\",IF(INDIRECT(\"Measures!\"&CA$99&$BA128)<>\"\",INDIRECT(\"Measures!\"&CA$99&$BA128),\"\"),\"\")","v":""},{"$f":"IF($BA128<>\"\",IF(INDIRECT(\"Measures!\"&CB$99&$BA128)<>\"\",INDIRECT(\"Measures!\"&CB$99&$BA128),\"\"),\"\")","v":""},{"$f":"IF($BA128<>\"\",IF(INDIRECT(\"Measures!\"&CC$99&$BA128)<>\"\",INDIRECT(\"Measures!\"&CC$99&$BA128),\"\"),\"\")","v":""},{"$f":"IF($BA128<>\"\",IF(INDIRECT(\"Measures!\"&CD$99&$BA128)<>\"\",INDIRECT(\"Measures!\"&CD$99&$BA128),\"\"),\"\")","v":""},{"$f":"IF($BA128<>\"\",IF(INDIRECT(\"Measures!\"&CE$99&$BA128)<>\"\",INDIRECT(\"Measures!\"&CE$99&$BA128),\"\"),\"\")","v":""},{"$f":"IF($BA128<>\"\",IF(INDIRECT(\"Measures!\"&CF$99&$BA128)<>\"\",INDIRECT(\"Measures!\"&CF$99&$BA128),\"\"),\"\")","v":""},{"$f":"IF($BA128<>\"\",IF(INDIRECT(\"Measures!\"&CG$99&$BA128)<>\"\",INDIRECT(\"Measures!\"&CG$99&$BA128),\"\"),\"\")","v":""},{"$f":"INDEX('Measure Descriptions'!$A$10:$A$46,MATCH(Map_Gas_Mid[[#This Row],[Measure]],'Measure Descriptions'!$B$10:$B$46,0))","v":""},{"$f":"IF($BA128<>\"\",IF(VLOOKUP(Map_Gas_Mid[[#This Row],[Measure]],'Measure Descriptions'!$B$10:$H$46,CI$99,FALSE)<>\"\",VLOOKUP(Map_Gas_Mid[[#This Row],[Measure]],'Measure Descriptions'!$B$10:$H$46,CI$99,FALSE),\"\"),\"\")","v":""},{"$f":"IF($BA128<>\"\",IF(VLOOKUP(Map_Gas_Mid[[#This Row],[Measure]],'Measure Descriptions'!$B$10:$H$46,CJ$99,FALSE)<>\"\",VLOOKUP(Map_Gas_Mid[[#This Row],[Measure]],'Measure Descriptions'!$B$10:$H$46,CJ$99,FALSE),\"\"),\"\")","v":""},{"$f":"IF($BA128<>\"\",IF(VLOOKUP(Map_Gas_Mid[[#This Row],[Measure]],'Measure Descriptions'!$B$10:$H$46,CK$99,FALSE)<>\"\",VLOOKUP(Map_Gas_Mid[[#This Row],[Measure]],'Measure Descriptions'!$B$10:$H$46,CK$99,FALSE),\"\"),\"\")","v":""},{"$f":"IF($BA128<>\"\",IF(VLOOKUP(Map_Gas_Mid[[#This Row],[Measure]],'Measure Descriptions'!$B$10:$H$46,CL$99,FALSE)<>\"\",VLOOKUP(Map_Gas_Mid[[#This Row],[Measure]],'Measure Descriptions'!$B$10:$H$46,CL$99,FALSE),\"\"),\"\")","v":""},{"$f":"IF($BA128<>\"\",IF(VLOOKUP(Map_Gas_Mid[[#This Row],[Measure]],'Measure Descriptions'!$B$10:$H$46,CM$99,FALSE)<>\"\",VLOOKUP(Map_Gas_Mid[[#This Row],[Measure]],'Measure Descriptions'!$B$10:$H$46,CM$99,FALSE),\"\"),\"\")","v":""},{"$f":"IF($BA128<>\"\",IF(VLOOKUP(Map_Gas_Mid[[#This Row],[Measure]],'Measure Descriptions'!$B$10:$H$46,CN$99,FALSE)<>\"\",VLOOKUP(Map_Gas_Mid[[#This Row],[Measure]],'Measure Descriptions'!$B$10:$H$46,CN$99,FALSE),\"\"),\"\")","v":""},{"$f":"IF($BA128<>\"\",IF(INDIRECT(\"Measures!\"&CO$99&$BA128)<>\"\",INDIRECT(\"Measures!\"&CO$99&$BA128),\"\"),\"\")","v":""}]
[null,null,"","",{"$f":"IF($B129<>\"\",IF(INDIRECT(\"Measures!\"&E$99&$B129)<>\"\",INDIRECT(\"Measures!\"&E$99&$B129),\"\"),\"\")","v":""},{"$f":"IF($B129<>\"\",IF(INDIRECT(\"Measures!\"&F$99&$B129)<>\"\",INDIRECT(\"Measures!\"&F$99&$B129),\"\"),\"\")","v":""},{"$f":"IF($B129<>\"\",IF(INDIRECT(\"Measures!\"&G$99&$B129)<>\"\",INDIRECT(\"Measures!\"&G$99&$B129),\"\"),\"\")","v":""},{"$f":"IF($B129<>\"\",IF(INDIRECT(\"Measures!\"&H$99&$B129)<>\"\",INDIRECT(\"Measures!\"&H$99&$B129),\"\"),\"\")","v":""},{"$f":"IF($B129<>\"\",IF(INDIRECT(\"Measures!\"&I$99&$B129)<>\"\",INDIRECT(\"Measures!\"&I$99&$B129),\"\"),\"\")","v":""},{"$f":"IF($B129<>\"\",IF(INDIRECT(\"Measures!\"&J$99&$B129)<>\"\",INDIRECT(\"Measures!\"&J$99&$B129),\"\"),\"\")","v":""},{"$f":"IF($B129<>\"\",IF(INDIRECT(\"Measures!\"&K$99&$B129)<>\"\",INDIRECT(\"Measures!\"&K$99&$B129),\"\"),\"\")","v":""},{"$f":"IF($B129<>\"\",IF(INDIRECT(\"Measures!\"&L$99&$B129)<>\"\",INDIRECT(\"Measures!\"&L$99&$B129),\"\"),\"\")","v":""},{"$f":"IF($B129<>\"\",IF(INDIRECT(\"Measures!\"&M$99&$B129)<>\"\",INDIRECT(\"Measures!\"&M$99&$B129),\"\"),\"\")","v":""},{"$f":"IF($B129<>\"\",IF(INDIRECT(\"Measures!\"&N$99&$B129)<>\"\",INDIRECT(\"Measures!\"&N$99&$B129),\"\"),\"\")","v":""},{"$f":"IF($B129<>\"\",IF(INDIRECT(\"Measures!\"&O$99&$B129)<>\"\",INDIRECT(\"Measures!\"&O$99&$B129),\"\"),\"\")","v":""},{"$f":"IF($B129<>\"\",IF(INDIRECT(\"Measures!\"&P$99&$B129)<>\"\",INDIRECT(\"Measures!\"&P$99&$B129),\"\"),\"\")","v":""},{"$f":"IF($B129<>\"\",IF(INDIRECT(\"Measures!\"&Q$99&$B129)<>\"\",INDIRECT(\"Measures!\"&Q$99&$B129),\"\"),\"\")","v":""},{"$f":"IF($B129<>\"\",IF(INDIRECT(\"Measures!\"&R$99&$B129)<>\"\",INDIRECT(\"Measures!\"&R$99&$B129),\"\"),\"\")","v":""},{"$f":"IF($B129<>\"\",IF(INDIRECT(\"Measures!\"&S$99&$B129)<>\"\",INDIRECT(\"Measures!\"&S$99&$B129),\"\"),\"\")","v":""},{"$f":"IF($B129<>\"\",IF(INDIRECT(\"Measures!\"&T$99&$B129)<>\"\",INDIRECT(\"Measures!\"&T$99&$B129),\"\"),\"\")","v":""},{"$f":"IF($B129<>\"\",IF(INDIRECT(\"Measures!\"&U$99&$B129)<>\"\",INDIRECT(\"Measures!\"&U$99&$B129),\"\"),\"\")","v":""},{"$f":"IF($B129<>\"\",IF(INDIRECT(\"Measures!\"&V$99&$B129)<>\"\",INDIRECT(\"Measures!\"&V$99&$B129),\"\"),\"\")","v":""},{"$f":"IF($B129<>\"\",IF(INDIRECT(\"Measures!\"&W$99&$B129)<>\"\",INDIRECT(\"Measures!\"&W$99&$B129),\"\"),\"\")","v":""},{"$f":"IF($B129<>\"\",IF(INDIRECT(\"Measures!\"&X$99&$B129)<>\"\",INDIRECT(\"Measures!\"&X$99&$B129),\"\"),\"\")","v":""},{"$f":"IF($B129<>\"\",IF(INDIRECT(\"Measures!\"&Y$99&$B129)<>\"\",INDIRECT(\"Measures!\"&Y$99&$B129),\"\"),\"\")","v":""},{"$f":"IF($B129<>\"\",IF(INDIRECT(\"Measures!\"&Z$99&$B129)<>\"\",INDIRECT(\"Measures!\"&Z$99&$B129),\"\"),\"\")","v":""},{"$f":"IF($B129<>\"\",IF(INDIRECT(\"Measures!\"&AA$99&$B129)<>\"\",INDIRECT(\"Measures!\"&AA$99&$B129),\"\"),\"\")","v":""},{"$f":"IF($B129<>\"\",IF(INDIRECT(\"Measures!\"&AB$99&$B129)<>\"\",INDIRECT(\"Measures!\"&AB$99&$B129),\"\"),\"\")","v":""},{"$f":"IF($B129<>\"\",IF(INDIRECT(\"Measures!\"&AC$99&$B129)<>\"\",INDIRECT(\"Measures!\"&AC$99&$B129),\"\"),\"\")","v":""},{"$f":"IF($B129<>\"\",IF(INDIRECT(\"Measures!\"&AD$99&$B129)<>\"\",INDIRECT(\"Measures!\"&AD$99&$B129),\"\"),\"\")","v":""},{"$f":"IF($B129<>\"\",IF(INDIRECT(\"Measures!\"&AE$99&$B129)<>\"\",INDIRECT(\"Measures!\"&AE$99&$B129),\"\"),\"\")","v":""},{"$f":"IF($B129<>\"\",IF(INDIRECT(\"Measures!\"&AF$99&$B129)<>\"\",INDIRECT(\"Measures!\"&AF$99&$B129),\"\"),\"\")","v":""},{"$f":"IF($B129<>\"\",IF(INDIRECT(\"Measures!\"&AG$99&$B129)<>\"\",INDIRECT(\"Measures!\"&AG$99&$B129),\"\"),\"\")","v":""},{"$f":"IF($B129<>\"\",IF(INDIRECT(\"Measures!\"&AH$99&$B129)<>\"\",INDIRECT(\"Measures!\"&AH$99&$B129),\"\"),\"\")","v":""},{"$f":"INDEX('Measure Descriptions'!$A$10:$A$46,MATCH(Map_Elec_Mid[[#This Row],[Measure]],'Measure Descriptions'!$B$10:$B$46,0))","v":""},{"$f":"IF($B129<>\"\",IF(VLOOKUP(Map_Elec_Mid[[#This Row],[Measure]],'Measure Descriptions'!$B$10:$H$46,AJ$99,FALSE)<>\"\",VLOOKUP(Map_Elec_Mid[[#This Row],[Measure]],'Measure Descriptions'!$B$10:$H$46,AJ$99,FALSE),\"\"),\"\")","v":""},{"$f":"IF($B129<>\"\",IF(VLOOKUP(Map_Elec_Mid[[#This Row],[Measure]],'Measure Descriptions'!$B$10:$H$46,AK$99,FALSE)<>\"\",VLOOKUP(Map_Elec_Mid[[#This Row],[Measure]],'Measure Descriptions'!$B$10:$H$46,AK$99,FALSE),\"\"),\"\")","v":""},{"$f":"IF($B129<>\"\",IF(VLOOKUP(Map_Elec_Mid[[#This Row],[Measure]],'Measure Descriptions'!$B$10:$H$46,AL$99,FALSE)<>\"\",VLOOKUP(Map_Elec_Mid[[#This Row],[Measure]],'Measure Descriptions'!$B$10:$H$46,AL$99,FALSE),\"\"),\"\")","v":""},{"$f":"IF($B129<>\"\",IF(VLOOKUP(Map_Elec_Mid[[#This Row],[Measure]],'Measure Descriptions'!$B$10:$H$46,AM$99,FALSE)<>\"\",VLOOKUP(Map_Elec_Mid[[#This Row],[Measure]],'Measure Descriptions'!$B$10:$H$46,AM$99,FALSE),\"\"),\"\")","v":""},{"$f":"IF($B129<>\"\",IF(VLOOKUP(Map_Elec_Mid[[#This Row],[Measure]],'Measure Descriptions'!$B$10:$H$46,AN$99,FALSE)<>\"\",VLOOKUP(Map_Elec_Mid[[#This Row],[Measure]],'Measure Descriptions'!$B$10:$H$46,AN$99,FALSE),\"\"),\"\")","v":""},{"$f":"IF($B129<>\"\",IF(VLOOKUP(Map_Elec_Mid[[#This Row],[Measure]],'Measure Descriptions'!$B$10:$H$46,AO$99,FALSE)<>\"\",VLOOKUP(Map_Elec_Mid[[#This Row],[Measure]],'Measure Descriptions'!$B$10:$H$46,AO$99,FALSE),\"\"),\"\")","v":""},{"$f":"IF($B129<>\"\",IF(INDIRECT(\"Measures!\"&AP$99&$B129)<>\"\",INDIRECT(\"Measures!\"&AP$99&$B129),\"\"),\"\")","v":""},null,null,null,null,null,null,null,null,null,null,null,"","",{"$f":"IF($BA129<>\"\",IF(INDIRECT(\"Measures!\"&BD$99&$BA129)<>\"\",INDIRECT(\"Measures!\"&BD$99&$BA129),\"\"),\"\")","v":""},{"$f":"IF($BA129<>\"\",IF(INDIRECT(\"Measures!\"&BE$99&$BA129)<>\"\",INDIRECT(\"Measures!\"&BE$99&$BA129),\"\"),\"\")","v":""},{"$f":"IF($BA129<>\"\",IF(INDIRECT(\"Measures!\"&BF$99&$BA129)<>\"\",INDIRECT(\"Measures!\"&BF$99&$BA129),\"\"),\"\")","v":""},{"$f":"IF($BA129<>\"\",IF(INDIRECT(\"Measures!\"&BG$99&$BA129)<>\"\",INDIRECT(\"Measures!\"&BG$99&$BA129),\"\"),\"\")","v":""},{"$f":"IF($BA129<>\"\",IF(INDIRECT(\"Measures!\"&BH$99&$BA129)<>\"\",INDIRECT(\"Measures!\"&BH$99&$BA129),\"\"),\"\")","v":""},{"$f":"IF($BA129<>\"\",IF(INDIRECT(\"Measures!\"&BI$99&$BA129)<>\"\",INDIRECT(\"Measures!\"&BI$99&$BA129),\"\"),\"\")","v":""},{"$f":"IF($BA129<>\"\",IF(INDIRECT(\"Measures!\"&BJ$99&$BA129)<>\"\",INDIRECT(\"Measures!\"&BJ$99&$BA129),\"\"),\"\")","v":""},{"$f":"IF($BA129<>\"\",IF(INDIRECT(\"Measures!\"&BK$99&$BA129)<>\"\",INDIRECT(\"Measures!\"&BK$99&$BA129),\"\"),\"\")","v":""},{"$f":"IF($BA129<>\"\",IF(INDIRECT(\"Measures!\"&BL$99&$BA129)<>\"\",INDIRECT(\"Measures!\"&BL$99&$BA129),\"\"),\"\")","v":""},{"$f":"IF($BA129<>\"\",IF(INDIRECT(\"Measures!\"&BM$99&$BA129)<>\"\",INDIRECT(\"Measures!\"&BM$99&$BA129),\"\"),\"\")","v":""},{"$f":"IF($BA129<>\"\",IF(INDIRECT(\"Measures!\"&BN$99&$BA129)<>\"\",INDIRECT(\"Measures!\"&BN$99&$BA129),\"\"),\"\")","v":""},{"$f":"IF($BA129<>\"\",IF(INDIRECT(\"Measures!\"&BO$99&$BA129)<>\"\",INDIRECT(\"Measures!\"&BO$99&$BA129),\"\"),\"\")","v":""},{"$f":"IF($BA129<>\"\",IF(INDIRECT(\"Measures!\"&BP$99&$BA129)<>\"\",INDIRECT(\"Measures!\"&BP$99&$BA129),\"\"),\"\")","v":""},{"$f":"IF($BA129<>\"\",IF(INDIRECT(\"Measures!\"&BQ$99&$BA129)<>\"\",INDIRECT(\"Measures!\"&BQ$99&$BA129),\"\"),\"\")","v":""},{"$f":"IF($BA129<>\"\",IF(INDIRECT(\"Measures!\"&BR$99&$BA129)<>\"\",INDIRECT(\"Measures!\"&BR$99&$BA129),\"\"),\"\")","v":""},{"$f":"IF($BA129<>\"\",IF(INDIRECT(\"Measures!\"&BS$99&$BA129)<>\"\",INDIRECT(\"Measures!\"&BS$99&$BA129),\"\"),\"\")","v":""},{"$f":"IF($BA129<>\"\",IF(INDIRECT(\"Measures!\"&BT$99&$BA129)<>\"\",INDIRECT(\"Measures!\"&BT$99&$BA129),\"\"),\"\")","v":""},{"$f":"IF($BA129<>\"\",IF(INDIRECT(\"Measures!\"&BU$99&$BA129)<>\"\",INDIRECT(\"Measures!\"&BU$99&$BA129),\"\"),\"\")","v":""},{"$f":"IF($BA129<>\"\",IF(INDIRECT(\"Measures!\"&BV$99&$BA129)<>\"\",INDIRECT(\"Measures!\"&BV$99&$BA129),\"\"),\"\")","v":""},{"$f":"IF($BA129<>\"\",IF(INDIRECT(\"Measures!\"&BW$99&$BA129)<>\"\",INDIRECT(\"Measures!\"&BW$99&$BA129),\"\"),\"\")","v":""},{"$f":"IF($BA129<>\"\",IF(INDIRECT(\"Measures!\"&BX$99&$BA129)<>\"\",INDIRECT(\"Measures!\"&BX$99&$BA129),\"\"),\"\")","v":""},{"$f":"IF($BA129<>\"\",IF(INDIRECT(\"Measures!\"&BY$99&$BA129)<>\"\",INDIRECT(\"Measures!\"&BY$99&$BA129),\"\"),\"\")","v":""},{"$f":"IF($BA129<>\"\",IF(INDIRECT(\"Measures!\"&BZ$99&$BA129)<>\"\",INDIRECT(\"Measures!\"&BZ$99&$BA129),\"\"),\"\")","v":""},{"$f":"IF($BA129<>\"\",IF(INDIRECT(\"Measures!\"&CA$99&$BA129)<>\"\",INDIRECT(\"Measures!\"&CA$99&$BA129),\"\"),\"\")","v":""},{"$f":"IF($BA129<>\"\",IF(INDIRECT(\"Measures!\"&CB$99&$BA129)<>\"\",INDIRECT(\"Measures!\"&CB$99&$BA129),\"\"),\"\")","v":""},{"$f":"IF($BA129<>\"\",IF(INDIRECT(\"Measures!\"&CC$99&$BA129)<>\"\",INDIRECT(\"Measures!\"&CC$99&$BA129),\"\"),\"\")","v":""},{"$f":"IF($BA129<>\"\",IF(INDIRECT(\"Measures!\"&CD$99&$BA129)<>\"\",INDIRECT(\"Measures!\"&CD$99&$BA129),\"\"),\"\")","v":""},{"$f":"IF($BA129<>\"\",IF(INDIRECT(\"Measures!\"&CE$99&$BA129)<>\"\",INDIRECT(\"Measures!\"&CE$99&$BA129),\"\"),\"\")","v":""},{"$f":"IF($BA129<>\"\",IF(INDIRECT(\"Measures!\"&CF$99&$BA129)<>\"\",INDIRECT(\"Measures!\"&CF$99&$BA129),\"\"),\"\")","v":""},{"$f":"IF($BA129<>\"\",IF(INDIRECT(\"Measures!\"&CG$99&$BA129)<>\"\",INDIRECT(\"Measures!\"&CG$99&$BA129),\"\"),\"\")","v":""},{"$f":"INDEX('Measure Descriptions'!$A$10:$A$46,MATCH(Map_Gas_Mid[[#This Row],[Measure]],'Measure Descriptions'!$B$10:$B$46,0))","v":""},{"$f":"IF($BA129<>\"\",IF(VLOOKUP(Map_Gas_Mid[[#This Row],[Measure]],'Measure Descriptions'!$B$10:$H$46,CI$99,FALSE)<>\"\",VLOOKUP(Map_Gas_Mid[[#This Row],[Measure]],'Measure Descriptions'!$B$10:$H$46,CI$99,FALSE),\"\"),\"\")","v":""},{"$f":"IF($BA129<>\"\",IF(VLOOKUP(Map_Gas_Mid[[#This Row],[Measure]],'Measure Descriptions'!$B$10:$H$46,CJ$99,FALSE)<>\"\",VLOOKUP(Map_Gas_Mid[[#This Row],[Measure]],'Measure Descriptions'!$B$10:$H$46,CJ$99,FALSE),\"\"),\"\")","v":""},{"$f":"IF($BA129<>\"\",IF(VLOOKUP(Map_Gas_Mid[[#This Row],[Measure]],'Measure Descriptions'!$B$10:$H$46,CK$99,FALSE)<>\"\",VLOOKUP(Map_Gas_Mid[[#This Row],[Measure]],'Measure Descriptions'!$B$10:$H$46,CK$99,FALSE),\"\"),\"\")","v":""},{"$f":"IF($BA129<>\"\",IF(VLOOKUP(Map_Gas_Mid[[#This Row],[Measure]],'Measure Descriptions'!$B$10:$H$46,CL$99,FALSE)<>\"\",VLOOKUP(Map_Gas_Mid[[#This Row],[Measure]],'Measure Descriptions'!$B$10:$H$46,CL$99,FALSE),\"\"),\"\")","v":""},{"$f":"IF($BA129<>\"\",IF(VLOOKUP(Map_Gas_Mid[[#This Row],[Measure]],'Measure Descriptions'!$B$10:$H$46,CM$99,FALSE)<>\"\",VLOOKUP(Map_Gas_Mid[[#This Row],[Measure]],'Measure Descriptions'!$B$10:$H$46,CM$99,FALSE),\"\"),\"\")","v":""},{"$f":"IF($BA129<>\"\",IF(VLOOKUP(Map_Gas_Mid[[#This Row],[Measure]],'Measure Descriptions'!$B$10:$H$46,CN$99,FALSE)<>\"\",VLOOKUP(Map_Gas_Mid[[#This Row],[Measure]],'Measure Descriptions'!$B$10:$H$46,CN$99,FALSE),\"\"),\"\")","v":""},{"$f":"IF($BA129<>\"\",IF(INDIRECT(\"Measures!\"&CO$99&$BA129)<>\"\",INDIRECT(\"Measures!\"&CO$99&$BA129),\"\"),\"\")","v":""}]
[null,null,"","",{"$f":"IF($B130<>\"\",IF(INDIRECT(\"Measures!\"&E$99&$B130)<>\"\",INDIRECT(\"Measures!\"&E$99&$B130),\"\"),\"\")","v":""},{"$f":"IF($B130<>\"\",IF(INDIRECT(\"Measures!\"&F$99&$B130)<>\"\",INDIRECT(\"Measures!\"&F$99&$B130),\"\"),\"\")","v":""},{"$f":"IF($B130<>\"\",IF(INDIRECT(\"Measures!\"&G$99&$B130)<>\"\",INDIRECT(\"Measures!\"&G$99&$B130),\"\"),\"\")","v":""},{"$f":"IF($B130<>\"\",IF(INDIRECT(\"Measures!\"&H$99&$B130)<>\"\",INDIRECT(\"Measures!\"&H$99&$B130),\"\"),\"\")","v":""},{"$f":"IF($B130<>\"\",IF(INDIRECT(\"Measures!\"&I$99&$B130)<>\"\",INDIRECT(\"Measures!\"&I$99&$B130),\"\"),\"\")","v":""},{"$f":"IF($B130<>\"\",IF(INDIRECT(\"Measures!\"&J$99&$B130)<>\"\",INDIRECT(\"Measures!\"&J$99&$B130),\"\"),\"\")","v":""},{"$f":"IF($B130<>\"\",IF(INDIRECT(\"Measures!\"&K$99&$B130)<>\"\",INDIRECT(\"Measures!\"&K$99&$B130),\"\"),\"\")","v":""},{"$f":"IF($B130<>\"\",IF(INDIRECT(\"Measures!\"&L$99&$B130)<>\"\",INDIRECT(\"Measures!\"&L$99&$B130),\"\"),\"\")","v":""},{"$f":"IF($B130<>\"\",IF(INDIRECT(\"Measures!\"&M$99&$B130)<>\"\",INDIRECT(\"Measures!\"&M$99&$B130),\"\"),\"\")","v":""},{"$f":"IF($B130<>\"\",IF(INDIRECT(\"Measures!\"&N$99&$B130)<>\"\",INDIRECT(\"Measures!\"&N$99&$B130),\"\"),\"\")","v":""},{"$f":"IF($B130<>\"\",IF(INDIRECT(\"Measures!\"&O$99&$B130)<>\"\",INDIRECT(\"Measures!\"&O$99&$B130),\"\"),\"\")","v":""},{"$f":"IF($B130<>\"\",IF(INDIRECT(\"Measures!\"&P$99&$B130)<>\"\",INDIRECT(\"Measures!\"&P$99&$B130),\"\"),\"\")","v":""},{"$f":"IF($B130<>\"\",IF(INDIRECT(\"Measures!\"&Q$99&$B130)<>\"\",INDIRECT(\"Measures!\"&Q$99&$B130),\"\"),\"\")","v":""},{"$f":"IF($B130<>\"\",IF(INDIRECT(\"Measures!\"&R$99&$B130)<>\"\",INDIRECT(\"Measures!\"&R$99&$B130),\"\"),\"\")","v":""},{"$f":"IF($B130<>\"\",IF(INDIRECT(\"Measures!\"&S$99&$B130)<>\"\",INDIRECT(\"Measures!\"&S$99&$B130),\"\"),\"\")","v":""},{"$f":"IF($B130<>\"\",IF(INDIRECT(\"Measures!\"&T$99&$B130)<>\"\",INDIRECT(\"Measures!\"&T$99&$B130),\"\"),\"\")","v":""},{"$f":"IF($B130<>\"\",IF(INDIRECT(\"Measures!\"&U$99&$B130)<>\"\",INDIRECT(\"Measures!\"&U$99&$B130),\"\"),\"\")","v":""},{"$f":"IF($B130<>\"\",IF(INDIRECT(\"Measures!\"&V$99&$B130)<>\"\",INDIRECT(\"Measures!\"&V$99&$B130),\"\"),\"\")","v":""},{"$f":"IF($B130<>\"\",IF(INDIRECT(\"Measures!\"&W$99&$B130)<>\"\",INDIRECT(\"Measures!\"&W$99&$B130),\"\"),\"\")","v":""},{"$f":"IF($B130<>\"\",IF(INDIRECT(\"Measures!\"&X$99&$B130)<>\"\",INDIRECT(\"Measures!\"&X$99&$B130),\"\"),\"\")","v":""},{"$f":"IF($B130<>\"\",IF(INDIRECT(\"Measures!\"&Y$99&$B130)<>\"\",INDIRECT(\"Measures!\"&Y$99&$B130),\"\"),\"\")","v":""},{"$f":"IF($B130<>\"\",IF(INDIRECT(\"Measures!\"&Z$99&$B130)<>\"\",INDIRECT(\"Measures!\"&Z$99&$B130),\"\"),\"\")","v":""},{"$f":"IF($B130<>\"\",IF(INDIRECT(\"Measures!\"&AA$99&$B130)<>\"\",INDIRECT(\"Measures!\"&AA$99&$B130),\"\"),\"\")","v":""},{"$f":"IF($B130<>\"\",IF(INDIRECT(\"Measures!\"&AB$99&$B130)<>\"\",INDIRECT(\"Measures!\"&AB$99&$B130),\"\"),\"\")","v":""},{"$f":"IF($B130<>\"\",IF(INDIRECT(\"Measures!\"&AC$99&$B130)<>\"\",INDIRECT(\"Measures!\"&AC$99&$B130),\"\"),\"\")","v":""},{"$f":"IF($B130<>\"\",IF(INDIRECT(\"Measures!\"&AD$99&$B130)<>\"\",INDIRECT(\"Measures!\"&AD$99&$B130),\"\"),\"\")","v":""},{"$f":"IF($B130<>\"\",IF(INDIRECT(\"Measures!\"&AE$99&$B130)<>\"\",INDIRECT(\"Measures!\"&AE$99&$B130),\"\"),\"\")","v":""},{"$f":"IF($B130<>\"\",IF(INDIRECT(\"Measures!\"&AF$99&$B130)<>\"\",INDIRECT(\"Measures!\"&AF$99&$B130),\"\"),\"\")","v":""},{"$f":"IF($B130<>\"\",IF(INDIRECT(\"Measures!\"&AG$99&$B130)<>\"\",INDIRECT(\"Measures!\"&AG$99&$B130),\"\"),\"\")","v":""},{"$f":"IF($B130<>\"\",IF(INDIRECT(\"Measures!\"&AH$99&$B130)<>\"\",INDIRECT(\"Measures!\"&AH$99&$B130),\"\"),\"\")","v":""},{"$f":"INDEX('Measure Descriptions'!$A$10:$A$46,MATCH(Map_Elec_Mid[[#This Row],[Measure]],'Measure Descriptions'!$B$10:$B$46,0))","v":""},{"$f":"IF($B130<>\"\",IF(VLOOKUP(Map_Elec_Mid[[#This Row],[Measure]],'Measure Descriptions'!$B$10:$H$46,AJ$99,FALSE)<>\"\",VLOOKUP(Map_Elec_Mid[[#This Row],[Measure]],'Measure Descriptions'!$B$10:$H$46,AJ$99,FALSE),\"\"),\"\")","v":""},{"$f":"IF($B130<>\"\",IF(VLOOKUP(Map_Elec_Mid[[#This Row],[Measure]],'Measure Descriptions'!$B$10:$H$46,AK$99,FALSE)<>\"\",VLOOKUP(Map_Elec_Mid[[#This Row],[Measure]],'Measure Descriptions'!$B$10:$H$46,AK$99,FALSE),\"\"),\"\")","v":""},{"$f":"IF($B130<>\"\",IF(VLOOKUP(Map_Elec_Mid[[#This Row],[Measure]],'Measure Descriptions'!$B$10:$H$46,AL$99,FALSE)<>\"\",VLOOKUP(Map_Elec_Mid[[#This Row],[Measure]],'Measure Descriptions'!$B$10:$H$46,AL$99,FALSE),\"\"),\"\")","v":""},{"$f":"IF($B130<>\"\",IF(VLOOKUP(Map_Elec_Mid[[#This Row],[Measure]],'Measure Descriptions'!$B$10:$H$46,AM$99,FALSE)<>\"\",VLOOKUP(Map_Elec_Mid[[#This Row],[Measure]],'Measure Descriptions'!$B$10:$H$46,AM$99,FALSE),\"\"),\"\")","v":""},{"$f":"IF($B130<>\"\",IF(VLOOKUP(Map_Elec_Mid[[#This Row],[Measure]],'Measure Descriptions'!$B$10:$H$46,AN$99,FALSE)<>\"\",VLOOKUP(Map_Elec_Mid[[#This Row],[Measure]],'Measure Descriptions'!$B$10:$H$46,AN$99,FALSE),\"\"),\"\")","v":""},{"$f":"IF($B130<>\"\",IF(VLOOKUP(Map_Elec_Mid[[#This Row],[Measure]],'Measure Descriptions'!$B$10:$H$46,AO$99,FALSE)<>\"\",VLOOKUP(Map_Elec_Mid[[#This Row],[Measure]],'Measure Descriptions'!$B$10:$H$46,AO$99,FALSE),\"\"),\"\")","v":""},{"$f":"IF($B130<>\"\",IF(INDIRECT(\"Measures!\"&AP$99&$B130)<>\"\",INDIRECT(\"Measures!\"&AP$99&$B130),\"\"),\"\")","v":""},null,null,null,null,null,null,null,null,null,null,null,"","",{"$f":"IF($BA130<>\"\",IF(INDIRECT(\"Measures!\"&BD$99&$BA130)<>\"\",INDIRECT(\"Measures!\"&BD$99&$BA130),\"\"),\"\")","v":""},{"$f":"IF($BA130<>\"\",IF(INDIRECT(\"Measures!\"&BE$99&$BA130)<>\"\",INDIRECT(\"Measures!\"&BE$99&$BA130),\"\"),\"\")","v":""},{"$f":"IF($BA130<>\"\",IF(INDIRECT(\"Measures!\"&BF$99&$BA130)<>\"\",INDIRECT(\"Measures!\"&BF$99&$BA130),\"\"),\"\")","v":""},{"$f":"IF($BA130<>\"\",IF(INDIRECT(\"Measures!\"&BG$99&$BA130)<>\"\",INDIRECT(\"Measures!\"&BG$99&$BA130),\"\"),\"\")","v":""},{"$f":"IF($BA130<>\"\",IF(INDIRECT(\"Measures!\"&BH$99&$BA130)<>\"\",INDIRECT(\"Measures!\"&BH$99&$BA130),\"\"),\"\")","v":""},{"$f":"IF($BA130<>\"\",IF(INDIRECT(\"Measures!\"&BI$99&$BA130)<>\"\",INDIRECT(\"Measures!\"&BI$99&$BA130),\"\"),\"\")","v":""},{"$f":"IF($BA130<>\"\",IF(INDIRECT(\"Measures!\"&BJ$99&$BA130)<>\"\",INDIRECT(\"Measures!\"&BJ$99&$BA130),\"\"),\"\")","v":""},{"$f":"IF($BA130<>\"\",IF(INDIRECT(\"Measures!\"&BK$99&$BA130)<>\"\",INDIRECT(\"Measures!\"&BK$99&$BA130),\"\"),\"\")","v":""},{"$f":"IF($BA130<>\"\",IF(INDIRECT(\"Measures!\"&BL$99&$BA130)<>\"\",INDIRECT(\"Measures!\"&BL$99&$BA130),\"\"),\"\")","v":""},{"$f":"IF($BA130<>\"\",IF(INDIRECT(\"Measures!\"&BM$99&$BA130)<>\"\",INDIRECT(\"Measures!\"&BM$99&$BA130),\"\"),\"\")","v":""},{"$f":"IF($BA130<>\"\",IF(INDIRECT(\"Measures!\"&BN$99&$BA130)<>\"\",INDIRECT(\"Measures!\"&BN$99&$BA130),\"\"),\"\")","v":""},{"$f":"IF($BA130<>\"\",IF(INDIRECT(\"Measures!\"&BO$99&$BA130)<>\"\",INDIRECT(\"Measures!\"&BO$99&$BA130),\"\"),\"\")","v":""},{"$f":"IF($BA130<>\"\",IF(INDIRECT(\"Measures!\"&BP$99&$BA130)<>\"\",INDIRECT(\"Measures!\"&BP$99&$BA130),\"\"),\"\")","v":""},{"$f":"IF($BA130<>\"\",IF(INDIRECT(\"Measures!\"&BQ$99&$BA130)<>\"\",INDIRECT(\"Measures!\"&BQ$99&$BA130),\"\"),\"\")","v":""},{"$f":"IF($BA130<>\"\",IF(INDIRECT(\"Measures!\"&BR$99&$BA130)<>\"\",INDIRECT(\"Measures!\"&BR$99&$BA130),\"\"),\"\")","v":""},{"$f":"IF($BA130<>\"\",IF(INDIRECT(\"Measures!\"&BS$99&$BA130)<>\"\",INDIRECT(\"Measures!\"&BS$99&$BA130),\"\"),\"\")","v":""},{"$f":"IF($BA130<>\"\",IF(INDIRECT(\"Measures!\"&BT$99&$BA130)<>\"\",INDIRECT(\"Measures!\"&BT$99&$BA130),\"\"),\"\")","v":""},{"$f":"IF($BA130<>\"\",IF(INDIRECT(\"Measures!\"&BU$99&$BA130)<>\"\",INDIRECT(\"Measures!\"&BU$99&$BA130),\"\"),\"\")","v":""},{"$f":"IF($BA130<>\"\",IF(INDIRECT(\"Measures!\"&BV$99&$BA130)<>\"\",INDIRECT(\"Measures!\"&BV$99&$BA130),\"\"),\"\")","v":""},{"$f":"IF($BA130<>\"\",IF(INDIRECT(\"Measures!\"&BW$99&$BA130)<>\"\",INDIRECT(\"Measures!\"&BW$99&$BA130),\"\"),\"\")","v":""},{"$f":"IF($BA130<>\"\",IF(INDIRECT(\"Measures!\"&BX$99&$BA130)<>\"\",INDIRECT(\"Measures!\"&BX$99&$BA130),\"\"),\"\")","v":""},{"$f":"IF($BA130<>\"\",IF(INDIRECT(\"Measures!\"&BY$99&$BA130)<>\"\",INDIRECT(\"Measures!\"&BY$99&$BA130),\"\"),\"\")","v":""},{"$f":"IF($BA130<>\"\",IF(INDIRECT(\"Measures!\"&BZ$99&$BA130)<>\"\",INDIRECT(\"Measures!\"&BZ$99&$BA130),\"\"),\"\")","v":""},{"$f":"IF($BA130<>\"\",IF(INDIRECT(\"Measures!\"&CA$99&$BA130)<>\"\",INDIRECT(\"Measures!\"&CA$99&$BA130),\"\"),\"\")","v":""},{"$f":"IF($BA130<>\"\",IF(INDIRECT(\"Measures!\"&CB$99&$BA130)<>\"\",INDIRECT(\"Measures!\"&CB$99&$BA130),\"\"),\"\")","v":""},{"$f":"IF($BA130<>\"\",IF(INDIRECT(\"Measures!\"&CC$99&$BA130)<>\"\",INDIRECT(\"Measures!\"&CC$99&$BA130),\"\"),\"\")","v":""},{"$f":"IF($BA130<>\"\",IF(INDIRECT(\"Measures!\"&CD$99&$BA130)<>\"\",INDIRECT(\"Measures!\"&CD$99&$BA130),\"\"),\"\")","v":""},{"$f":"IF($BA130<>\"\",IF(INDIRECT(\"Measures!\"&CE$99&$BA130)<>\"\",INDIRECT(\"Measures!\"&CE$99&$BA130),\"\"),\"\")","v":""},{"$f":"IF($BA130<>\"\",IF(INDIRECT(\"Measures!\"&CF$99&$BA130)<>\"\",INDIRECT(\"Measures!\"&CF$99&$BA130),\"\"),\"\")","v":""},{"$f":"IF($BA130<>\"\",IF(INDIRECT(\"Measures!\"&CG$99&$BA130)<>\"\",INDIRECT(\"Measures!\"&CG$99&$BA130),\"\"),\"\")","v":""},{"$f":"INDEX('Measure Descriptions'!$A$10:$A$46,MATCH(Map_Gas_Mid[[#This Row],[Measure]],'Measure Descriptions'!$B$10:$B$46,0))","v":""},{"$f":"IF($BA130<>\"\",IF(VLOOKUP(Map_Gas_Mid[[#This Row],[Measure]],'Measure Descriptions'!$B$10:$H$46,CI$99,FALSE)<>\"\",VLOOKUP(Map_Gas_Mid[[#This Row],[Measure]],'Measure Descriptions'!$B$10:$H$46,CI$99,FALSE),\"\"),\"\")","v":""},{"$f":"IF($BA130<>\"\",IF(VLOOKUP(Map_Gas_Mid[[#This Row],[Measure]],'Measure Descriptions'!$B$10:$H$46,CJ$99,FALSE)<>\"\",VLOOKUP(Map_Gas_Mid[[#This Row],[Measure]],'Measure Descriptions'!$B$10:$H$46,CJ$99,FALSE),\"\"),\"\")","v":""},{"$f":"IF($BA130<>\"\",IF(VLOOKUP(Map_Gas_Mid[[#This Row],[Measure]],'Measure Descriptions'!$B$10:$H$46,CK$99,FALSE)<>\"\",VLOOKUP(Map_Gas_Mid[[#This Row],[Measure]],'Measure Descriptions'!$B$10:$H$46,CK$99,FALSE),\"\"),\"\")","v":""},{"$f":"IF($BA130<>\"\",IF(VLOOKUP(Map_Gas_Mid[[#This Row],[Measure]],'Measure Descriptions'!$B$10:$H$46,CL$99,FALSE)<>\"\",VLOOKUP(Map_Gas_Mid[[#This Row],[Measure]],'Measure Descriptions'!$B$10:$H$46,CL$99,FALSE),\"\"),\"\")","v":""},{"$f":"IF($BA130<>\"\",IF(VLOOKUP(Map_Gas_Mid[[#This Row],[Measure]],'Measure Descriptions'!$B$10:$H$46,CM$99,FALSE)<>\"\",VLOOKUP(Map_Gas_Mid[[#This Row],[Measure]],'Measure Descriptions'!$B$10:$H$46,CM$99,FALSE),\"\"),\"\")","v":""},{"$f":"IF($BA130<>\"\",IF(VLOOKUP(Map_Gas_Mid[[#This Row],[Measure]],'Measure Descriptions'!$B$10:$H$46,CN$99,FALSE)<>\"\",VLOOKUP(Map_Gas_Mid[[#This Row],[Measure]],'Measure Descriptions'!$B$10:$H$46,CN$99,FALSE),\"\"),\"\")","v":""},{"$f":"IF($BA130<>\"\",IF(INDIRECT(\"Measures!\"&CO$99&$BA130)<>\"\",INDIRECT(\"Measures!\"&CO$99&$BA130),\"\"),\"\")","v":""}]
[null,null,"","",{"$f":"IF($B131<>\"\",IF(INDIRECT(\"Measures!\"&E$99&$B131)<>\"\",INDIRECT(\"Measures!\"&E$99&$B131),\"\"),\"\")","v":""},{"$f":"IF($B131<>\"\",IF(INDIRECT(\"Measures!\"&F$99&$B131)<>\"\",INDIRECT(\"Measures!\"&F$99&$B131),\"\"),\"\")","v":""},{"$f":"IF($B131<>\"\",IF(INDIRECT(\"Measures!\"&G$99&$B131)<>\"\",INDIRECT(\"Measures!\"&G$99&$B131),\"\"),\"\")","v":""},{"$f":"IF($B131<>\"\",IF(INDIRECT(\"Measures!\"&H$99&$B131)<>\"\",INDIRECT(\"Measures!\"&H$99&$B131),\"\"),\"\")","v":""},{"$f":"IF($B131<>\"\",IF(INDIRECT(\"Measures!\"&I$99&$B131)<>\"\",INDIRECT(\"Measures!\"&I$99&$B131),\"\"),\"\")","v":""},{"$f":"IF($B131<>\"\",IF(INDIRECT(\"Measures!\"&J$99&$B131)<>\"\",INDIRECT(\"Measures!\"&J$99&$B131),\"\"),\"\")","v":""},{"$f":"IF($B131<>\"\",IF(INDIRECT(\"Measures!\"&K$99&$B131)<>\"\",INDIRECT(\"Measures!\"&K$99&$B131),\"\"),\"\")","v":""},{"$f":"IF($B131<>\"\",IF(INDIRECT(\"Measures!\"&L$99&$B131)<>\"\",INDIRECT(\"Measures!\"&L$99&$B131),\"\"),\"\")","v":""},{"$f":"IF($B131<>\"\",IF(INDIRECT(\"Measures!\"&M$99&$B131)<>\"\",INDIRECT(\"Measures!\"&M$99&$B131),\"\"),\"\")","v":""},{"$f":"IF($B131<>\"\",IF(INDIRECT(\"Measures!\"&N$99&$B131)<>\"\",INDIRECT(\"Measures!\"&N$99&$B131),\"\"),\"\")","v":""},{"$f":"IF($B131<>\"\",IF(INDIRECT(\"Measures!\"&O$99&$B131)<>\"\",INDIRECT(\"Measures!\"&O$99&$B131),\"\"),\"\")","v":""},{"$f":"IF($B131<>\"\",IF(INDIRECT(\"Measures!\"&P$99&$B131)<>\"\",INDIRECT(\"Measures!\"&P$99&$B131),\"\"),\"\")","v":""},{"$f":"IF($B131<>\"\",IF(INDIRECT(\"Measures!\"&Q$99&$B131)<>\"\",INDIRECT(\"Measures!\"&Q$99&$B131),\"\"),\"\")","v":""},{"$f":"IF($B131<>\"\",IF(INDIRECT(\"Measures!\"&R$99&$B131)<>\"\",INDIRECT(\"Measures!\"&R$99&$B131),\"\"),\"\")","v":""},{"$f":"IF($B131<>\"\",IF(INDIRECT(\"Measures!\"&S$99&$B131)<>\"\",INDIRECT(\"Measures!\"&S$99&$B131),\"\"),\"\")","v":""},{"$f":"IF($B131<>\"\",IF(INDIRECT(\"Measures!\"&T$99&$B131)<>\"\",INDIRECT(\"Measures!\"&T$99&$B131),\"\"),\"\")","v":""},{"$f":"IF($B131<>\"\",IF(INDIRECT(\"Measures!\"&U$99&$B131)<>\"\",INDIRECT(\"Measures!\"&U$99&$B131),\"\"),\"\")","v":""},{"$f":"IF($B131<>\"\",IF(INDIRECT(\"Measures!\"&V$99&$B131)<>\"\",INDIRECT(\"Measures!\"&V$99&$B131),\"\"),\"\")","v":""},{"$f":"IF($B131<>\"\",IF(INDIRECT(\"Measures!\"&W$99&$B131)<>\"\",INDIRECT(\"Measures!\"&W$99&$B131),\"\"),\"\")","v":""},{"$f":"IF($B131<>\"\",IF(INDIRECT(\"Measures!\"&X$99&$B131)<>\"\",INDIRECT(\"Measures!\"&X$99&$B131),\"\"),\"\")","v":""},{"$f":"IF($B131<>\"\",IF(INDIRECT(\"Measures!\"&Y$99&$B131)<>\"\",INDIRECT(\"Measures!\"&Y$99&$B131),\"\"),\"\")","v":""},{"$f":"IF($B131<>\"\",IF(INDIRECT(\"Measures!\"&Z$99&$B131)<>\"\",INDIRECT(\"Measures!\"&Z$99&$B131),\"\"),\"\")","v":""},{"$f":"IF($B131<>\"\",IF(INDIRECT(\"Measures!\"&AA$99&$B131)<>\"\",INDIRECT(\"Measures!\"&AA$99&$B131),\"\"),\"\")","v":""},{"$f":"IF($B131<>\"\",IF(INDIRECT(\"Measures!\"&AB$99&$B131)<>\"\",INDIRECT(\"Measures!\"&AB$99&$B131),\"\"),\"\")","v":""},{"$f":"IF($B131<>\"\",IF(INDIRECT(\"Measures!\"&AC$99&$B131)<>\"\",INDIRECT(\"Measures!\"&AC$99&$B131),\"\"),\"\")","v":""},{"$f":"IF($B131<>\"\",IF(INDIRECT(\"Measures!\"&AD$99&$B131)<>\"\",INDIRECT(\"Measures!\"&AD$99&$B131),\"\"),\"\")","v":""},{"$f":"IF($B131<>\"\",IF(INDIRECT(\"Measures!\"&AE$99&$B131)<>\"\",INDIRECT(\"Measures!\"&AE$99&$B131),\"\"),\"\")","v":""},{"$f":"IF($B131<>\"\",IF(INDIRECT(\"Measures!\"&AF$99&$B131)<>\"\",INDIRECT(\"Measures!\"&AF$99&$B131),\"\"),\"\")","v":""},{"$f":"IF($B131<>\"\",IF(INDIRECT(\"Measures!\"&AG$99&$B131)<>\"\",INDIRECT(\"Measures!\"&AG$99&$B131),\"\"),\"\")","v":""},{"$f":"IF($B131<>\"\",IF(INDIRECT(\"Measures!\"&AH$99&$B131)<>\"\",INDIRECT(\"Measures!\"&AH$99&$B131),\"\"),\"\")","v":""},{"$f":"INDEX('Measure Descriptions'!$A$10:$A$46,MATCH(Map_Elec_Mid[[#This Row],[Measure]],'Measure Descriptions'!$B$10:$B$46,0))","v":""},{"$f":"IF($B131<>\"\",IF(VLOOKUP(Map_Elec_Mid[[#This Row],[Measure]],'Measure Descriptions'!$B$10:$H$46,AJ$99,FALSE)<>\"\",VLOOKUP(Map_Elec_Mid[[#This Row],[Measure]],'Measure Descriptions'!$B$10:$H$46,AJ$99,FALSE),\"\"),\"\")","v":""},{"$f":"IF($B131<>\"\",IF(VLOOKUP(Map_Elec_Mid[[#This Row],[Measure]],'Measure Descriptions'!$B$10:$H$46,AK$99,FALSE)<>\"\",VLOOKUP(Map_Elec_Mid[[#This Row],[Measure]],'Measure Descriptions'!$B$10:$H$46,AK$99,FALSE),\"\"),\"\")","v":""},{"$f":"IF($B131<>\"\",IF(VLOOKUP(Map_Elec_Mid[[#This Row],[Measure]],'Measure Descriptions'!$B$10:$H$46,AL$99,FALSE)<>\"\",VLOOKUP(Map_Elec_Mid[[#This Row],[Measure]],'Measure Descriptions'!$B$10:$H$46,AL$99,FALSE),\"\"),\"\")","v":""},{"$f":"IF($B131<>\"\",IF(VLOOKUP(Map_Elec_Mid[[#This Row],[Measure]],'Measure Descriptions'!$B$10:$H$46,AM$99,FALSE)<>\"\",VLOOKUP(Map_Elec_Mid[[#This Row],[Measure]],'Measure Descriptions'!$B$10:$H$46,AM$99,FALSE),\"\"),\"\")","v":""},{"$f":"IF($B131<>\"\",IF(VLOOKUP(Map_Elec_Mid[[#This Row],[Measure]],'Measure Descriptions'!$B$10:$H$46,AN$99,FALSE)<>\"\",VLOOKUP(Map_Elec_Mid[[#This Row],[Measure]],'Measure Descriptions'!$B$10:$H$46,AN$99,FALSE),\"\"),\"\")","v":""},{"$f":"IF($B131<>\"\",IF(VLOOKUP(Map_Elec_Mid[[#This Row],[Measure]],'Measure Descriptions'!$B$10:$H$46,AO$99,FALSE)<>\"\",VLOOKUP(Map_Elec_Mid[[#This Row],[Measure]],'Measure Descriptions'!$B$10:$H$46,AO$99,FALSE),\"\"),\"\")","v":""},{"$f":"IF($B131<>\"\",IF(INDIRECT(\"Measures!\"&AP$99&$B131)<>\"\",INDIRECT(\"Measures!\"&AP$99&$B131),\"\"),\"\")","v":""},null,null,null,null,null,null,null,null,null,null,null,"","",{"$f":"IF($BA131<>\"\",IF(INDIRECT(\"Measures!\"&BD$99&$BA131)<>\"\",INDIRECT(\"Measures!\"&BD$99&$BA131),\"\"),\"\")","v":""},{"$f":"IF($BA131<>\"\",IF(INDIRECT(\"Measures!\"&BE$99&$BA131)<>\"\",INDIRECT(\"Measures!\"&BE$99&$BA131),\"\"),\"\")","v":""},{"$f":"IF($BA131<>\"\",IF(INDIRECT(\"Measures!\"&BF$99&$BA131)<>\"\",INDIRECT(\"Measures!\"&BF$99&$BA131),\"\"),\"\")","v":""},{"$f":"IF($BA131<>\"\",IF(INDIRECT(\"Measures!\"&BG$99&$BA131)<>\"\",INDIRECT(\"Measures!\"&BG$99&$BA131),\"\"),\"\")","v":""},{"$f":"IF($BA131<>\"\",IF(INDIRECT(\"Measures!\"&BH$99&$BA131)<>\"\",INDIRECT(\"Measures!\"&BH$99&$BA131),\"\"),\"\")","v":""},{"$f":"IF($BA131<>\"\",IF(INDIRECT(\"Measures!\"&BI$99&$BA131)<>\"\",INDIRECT(\"Measures!\"&BI$99&$BA131),\"\"),\"\")","v":""},{"$f":"IF($BA131<>\"\",IF(INDIRECT(\"Measures!\"&BJ$99&$BA131)<>\"\",INDIRECT(\"Measures!\"&BJ$99&$BA131),\"\"),\"\")","v":""},{"$f":"IF($BA131<>\"\",IF(INDIRECT(\"Measures!\"&BK$99&$BA131)<>\"\",INDIRECT(\"Measures!\"&BK$99&$BA131),\"\"),\"\")","v":""},{"$f":"IF($BA131<>\"\",IF(INDIRECT(\"Measures!\"&BL$99&$BA131)<>\"\",INDIRECT(\"Measures!\"&BL$99&$BA131),\"\"),\"\")","v":""},{"$f":"IF($BA131<>\"\",IF(INDIRECT(\"Measures!\"&BM$99&$BA131)<>\"\",INDIRECT(\"Measures!\"&BM$99&$BA131),\"\"),\"\")","v":""},{"$f":"IF($BA131<>\"\",IF(INDIRECT(\"Measures!\"&BN$99&$BA131)<>\"\",INDIRECT(\"Measures!\"&BN$99&$BA131),\"\"),\"\")","v":""},{"$f":"IF($BA131<>\"\",IF(INDIRECT(\"Measures!\"&BO$99&$BA131)<>\"\",INDIRECT(\"Measures!\"&BO$99&$BA131),\"\"),\"\")","v":""},{"$f":"IF($BA131<>\"\",IF(INDIRECT(\"Measures!\"&BP$99&$BA131)<>\"\",INDIRECT(\"Measures!\"&BP$99&$BA131),\"\"),\"\")","v":""},{"$f":"IF($BA131<>\"\",IF(INDIRECT(\"Measures!\"&BQ$99&$BA131)<>\"\",INDIRECT(\"Measures!\"&BQ$99&$BA131),\"\"),\"\")","v":""},{"$f":"IF($BA131<>\"\",IF(INDIRECT(\"Measures!\"&BR$99&$BA131)<>\"\",INDIRECT(\"Measures!\"&BR$99&$BA131),\"\"),\"\")","v":""},{"$f":"IF($BA131<>\"\",IF(INDIRECT(\"Measures!\"&BS$99&$BA131)<>\"\",INDIRECT(\"Measures!\"&BS$99&$BA131),\"\"),\"\")","v":""},{"$f":"IF($BA131<>\"\",IF(INDIRECT(\"Measures!\"&BT$99&$BA131)<>\"\",INDIRECT(\"Measures!\"&BT$99&$BA131),\"\"),\"\")","v":""},{"$f":"IF($BA131<>\"\",IF(INDIRECT(\"Measures!\"&BU$99&$BA131)<>\"\",INDIRECT(\"Measures!\"&BU$99&$BA131),\"\"),\"\")","v":""},{"$f":"IF($BA131<>\"\",IF(INDIRECT(\"Measures!\"&BV$99&$BA131)<>\"\",INDIRECT(\"Measures!\"&BV$99&$BA131),\"\"),\"\")","v":""},{"$f":"IF($BA131<>\"\",IF(INDIRECT(\"Measures!\"&BW$99&$BA131)<>\"\",INDIRECT(\"Measures!\"&BW$99&$BA131),\"\"),\"\")","v":""},{"$f":"IF($BA131<>\"\",IF(INDIRECT(\"Measures!\"&BX$99&$BA131)<>\"\",INDIRECT(\"Measures!\"&BX$99&$BA131),\"\"),\"\")","v":""},{"$f":"IF($BA131<>\"\",IF(INDIRECT(\"Measures!\"&BY$99&$BA131)<>\"\",INDIRECT(\"Measures!\"&BY$99&$BA131),\"\"),\"\")","v":""},{"$f":"IF($BA131<>\"\",IF(INDIRECT(\"Measures!\"&BZ$99&$BA131)<>\"\",INDIRECT(\"Measures!\"&BZ$99&$BA131),\"\"),\"\")","v":""},{"$f":"IF($BA131<>\"\",IF(INDIRECT(\"Measures!\"&CA$99&$BA131)<>\"\",INDIRECT(\"Measures!\"&CA$99&$BA131),\"\"),\"\")","v":""},{"$f":"IF($BA131<>\"\",IF(INDIRECT(\"Measures!\"&CB$99&$BA131)<>\"\",INDIRECT(\"Measures!\"&CB$99&$BA131),\"\"),\"\")","v":""},{"$f":"IF($BA131<>\"\",IF(INDIRECT(\"Measures!\"&CC$99&$BA131)<>\"\",INDIRECT(\"Measures!\"&CC$99&$BA131),\"\"),\"\")","v":""},{"$f":"IF($BA131<>\"\",IF(INDIRECT(\"Measures!\"&CD$99&$BA131)<>\"\",INDIRECT(\"Measures!\"&CD$99&$BA131),\"\"),\"\")","v":""},{"$f":"IF($BA131<>\"\",IF(INDIRECT(\"Measures!\"&CE$99&$BA131)<>\"\",INDIRECT(\"Measures!\"&CE$99&$BA131),\"\"),\"\")","v":""},{"$f":"IF($BA131<>\"\",IF(INDIRECT(\"Measures!\"&CF$99&$BA131)<>\"\",INDIRECT(\"Measures!\"&CF$99&$BA131),\"\"),\"\")","v":""},{"$f":"IF($BA131<>\"\",IF(INDIRECT(\"Measures!\"&CG$99&$BA131)<>\"\",INDIRECT(\"Measures!\"&CG$99&$BA131),\"\"),\"\")","v":""},{"$f":"INDEX('Measure Descriptions'!$A$10:$A$46,MATCH(Map_Gas_Mid[[#This Row],[Measure]],'Measure Descriptions'!$B$10:$B$46,0))","v":""},{"$f":"IF($BA131<>\"\",IF(VLOOKUP(Map_Gas_Mid[[#This Row],[Measure]],'Measure Descriptions'!$B$10:$H$46,CI$99,FALSE)<>\"\",VLOOKUP(Map_Gas_Mid[[#This Row],[Measure]],'Measure Descriptions'!$B$10:$H$46,CI$99,FALSE),\"\"),\"\")","v":""},{"$f":"IF($BA131<>\"\",IF(VLOOKUP(Map_Gas_Mid[[#This Row],[Measure]],'Measure Descriptions'!$B$10:$H$46,CJ$99,FALSE)<>\"\",VLOOKUP(Map_Gas_Mid[[#This Row],[Measure]],'Measure Descriptions'!$B$10:$H$46,CJ$99,FALSE),\"\"),\"\")","v":""},{"$f":"IF($BA131<>\"\",IF(VLOOKUP(Map_Gas_Mid[[#This Row],[Measure]],'Measure Descriptions'!$B$10:$H$46,CK$99,FALSE)<>\"\",VLOOKUP(Map_Gas_Mid[[#This Row],[Measure]],'Measure Descriptions'!$B$10:$H$46,CK$99,FALSE),\"\"),\"\")","v":""},{"$f":"IF($BA131<>\"\",IF(VLOOKUP(Map_Gas_Mid[[#This Row],[Measure]],'Measure Descriptions'!$B$10:$H$46,CL$99,FALSE)<>\"\",VLOOKUP(Map_Gas_Mid[[#This Row],[Measure]],'Measure Descriptions'!$B$10:$H$46,CL$99,FALSE),\"\"),\"\")","v":""},{"$f":"IF($BA131<>\"\",IF(VLOOKUP(Map_Gas_Mid[[#This Row],[Measure]],'Measure Descriptions'!$B$10:$H$46,CM$99,FALSE)<>\"\",VLOOKUP(Map_Gas_Mid[[#This Row],[Measure]],'Measure Descriptions'!$B$10:$H$46,CM$99,FALSE),\"\"),\"\")","v":""},{"$f":"IF($BA131<>\"\",IF(VLOOKUP(Map_Gas_Mid[[#This Row],[Measure]],'Measure Descriptions'!$B$10:$H$46,CN$99,FALSE)<>\"\",VLOOKUP(Map_Gas_Mid[[#This Row],[Measure]],'Measure Descriptions'!$B$10:$H$46,CN$99,FALSE),\"\"),\"\")","v":""},{"$f":"IF($BA131<>\"\",IF(INDIRECT(\"Measures!\"&CO$99&$BA131)<>\"\",INDIRECT(\"Measures!\"&CO$99&$BA131),\"\"),\"\")","v":""}]
[null,null,"","",{"$f":"IF($B132<>\"\",IF(INDIRECT(\"Measures!\"&E$99&$B132)<>\"\",INDIRECT(\"Measures!\"&E$99&$B132),\"\"),\"\")","v":""},{"$f":"IF($B132<>\"\",IF(INDIRECT(\"Measures!\"&F$99&$B132)<>\"\",INDIRECT(\"Measures!\"&F$99&$B132),\"\"),\"\")","v":""},{"$f":"IF($B132<>\"\",IF(INDIRECT(\"Measures!\"&G$99&$B132)<>\"\",INDIRECT(\"Measures!\"&G$99&$B132),\"\"),\"\")","v":""},{"$f":"IF($B132<>\"\",IF(INDIRECT(\"Measures!\"&H$99&$B132)<>\"\",INDIRECT(\"Measures!\"&H$99&$B132),\"\"),\"\")","v":""},{"$f":"IF($B132<>\"\",IF(INDIRECT(\"Measures!\"&I$99&$B132)<>\"\",INDIRECT(\"Measures!\"&I$99&$B132),\"\"),\"\")","v":""},{"$f":"IF($B132<>\"\",IF(INDIRECT(\"Measures!\"&J$99&$B132)<>\"\",INDIRECT(\"Measures!\"&J$99&$B132),\"\"),\"\")","v":""},{"$f":"IF($B132<>\"\",IF(INDIRECT(\"Measures!\"&K$99&$B132)<>\"\",INDIRECT(\"Measures!\"&K$99&$B132),\"\"),\"\")","v":""},{"$f":"IF($B132<>\"\",IF(INDIRECT(\"Measures!\"&L$99&$B132)<>\"\",INDIRECT(\"Measures!\"&L$99&$B132),\"\"),\"\")","v":""},{"$f":"IF($B132<>\"\",IF(INDIRECT(\"Measures!\"&M$99&$B132)<>\"\",INDIRECT(\"Measures!\"&M$99&$B132),\"\"),\"\")","v":""},{"$f":"IF($B132<>\"\",IF(INDIRECT(\"Measures!\"&N$99&$B132)<>\"\",INDIRECT(\"Measures!\"&N$99&$B132),\"\"),\"\")","v":""},{"$f":"IF($B132<>\"\",IF(INDIRECT(\"Measures!\"&O$99&$B132)<>\"\",INDIRECT(\"Measures!\"&O$99&$B132),\"\"),\"\")","v":""},{"$f":"IF($B132<>\"\",IF(INDIRECT(\"Measures!\"&P$99&$B132)<>\"\",INDIRECT(\"Measures!\"&P$99&$B132),\"\"),\"\")","v":""},{"$f":"IF($B132<>\"\",IF(INDIRECT(\"Measures!\"&Q$99&$B132)<>\"\",INDIRECT(\"Measures!\"&Q$99&$B132),\"\"),\"\")","v":""},{"$f":"IF($B132<>\"\",IF(INDIRECT(\"Measures!\"&R$99&$B132)<>\"\",INDIRECT(\"Measures!\"&R$99&$B132),\"\"),\"\")","v":""},{"$f":"IF($B132<>\"\",IF(INDIRECT(\"Measures!\"&S$99&$B132)<>\"\",INDIRECT(\"Measures!\"&S$99&$B132),\"\"),\"\")","v":""},{"$f":"IF($B132<>\"\",IF(INDIRECT(\"Measures!\"&T$99&$B132)<>\"\",INDIRECT(\"Measures!\"&T$99&$B132),\"\"),\"\")","v":""},{"$f":"IF($B132<>\"\",IF(INDIRECT(\"Measures!\"&U$99&$B132)<>\"\",INDIRECT(\"Measures!\"&U$99&$B132),\"\"),\"\")","v":""},{"$f":"IF($B132<>\"\",IF(INDIRECT(\"Measures!\"&V$99&$B132)<>\"\",INDIRECT(\"Measures!\"&V$99&$B132),\"\"),\"\")","v":""},{"$f":"IF($B132<>\"\",IF(INDIRECT(\"Measures!\"&W$99&$B132)<>\"\",INDIRECT(\"Measures!\"&W$99&$B132),\"\"),\"\")","v":""},{"$f":"IF($B132<>\"\",IF(INDIRECT(\"Measures!\"&X$99&$B132)<>\"\",INDIRECT(\"Measures!\"&X$99&$B132),\"\"),\"\")","v":""},{"$f":"IF($B132<>\"\",IF(INDIRECT(\"Measures!\"&Y$99&$B132)<>\"\",INDIRECT(\"Measures!\"&Y$99&$B132),\"\"),\"\")","v":""},{"$f":"IF($B132<>\"\",IF(INDIRECT(\"Measures!\"&Z$99&$B132)<>\"\",INDIRECT(\"Measures!\"&Z$99&$B132),\"\"),\"\")","v":""},{"$f":"IF($B132<>\"\",IF(INDIRECT(\"Measures!\"&AA$99&$B132)<>\"\",INDIRECT(\"Measures!\"&AA$99&$B132),\"\"),\"\")","v":""},{"$f":"IF($B132<>\"\",IF(INDIRECT(\"Measures!\"&AB$99&$B132)<>\"\",INDIRECT(\"Measures!\"&AB$99&$B132),\"\"),\"\")","v":""},{"$f":"IF($B132<>\"\",IF(INDIRECT(\"Measures!\"&AC$99&$B132)<>\"\",INDIRECT(\"Measures!\"&AC$99&$B132),\"\"),\"\")","v":""},{"$f":"IF($B132<>\"\",IF(INDIRECT(\"Measures!\"&AD$99&$B132)<>\"\",INDIRECT(\"Measures!\"&AD$99&$B132),\"\"),\"\")","v":""},{"$f":"IF($B132<>\"\",IF(INDIRECT(\"Measures!\"&AE$99&$B132)<>\"\",INDIRECT(\"Measures!\"&AE$99&$B132),\"\"),\"\")","v":""},{"$f":"IF($B132<>\"\",IF(INDIRECT(\"Measures!\"&AF$99&$B132)<>\"\",INDIRECT(\"Measures!\"&AF$99&$B132),\"\"),\"\")","v":""},{"$f":"IF($B132<>\"\",IF(INDIRECT(\"Measures!\"&AG$99&$B132)<>\"\",INDIRECT(\"Measures!\"&AG$99&$B132),\"\"),\"\")","v":""},{"$f":"IF($B132<>\"\",IF(INDIRECT(\"Measures!\"&AH$99&$B132)<>\"\",INDIRECT(\"Measures!\"&AH$99&$B132),\"\"),\"\")","v":""},{"$f":"INDEX('Measure Descriptions'!$A$10:$A$46,MATCH(Map_Elec_Mid[[#This Row],[Measure]],'Measure Descriptions'!$B$10:$B$46,0))","v":""},{"$f":"IF($B132<>\"\",IF(VLOOKUP(Map_Elec_Mid[[#This Row],[Measure]],'Measure Descriptions'!$B$10:$H$46,AJ$99,FALSE)<>\"\",VLOOKUP(Map_Elec_Mid[[#This Row],[Measure]],'Measure Descriptions'!$B$10:$H$46,AJ$99,FALSE),\"\"),\"\")","v":""},{"$f":"IF($B132<>\"\",IF(VLOOKUP(Map_Elec_Mid[[#This Row],[Measure]],'Measure Descriptions'!$B$10:$H$46,AK$99,FALSE)<>\"\",VLOOKUP(Map_Elec_Mid[[#This Row],[Measure]],'Measure Descriptions'!$B$10:$H$46,AK$99,FALSE),\"\"),\"\")","v":""},{"$f":"IF($B132<>\"\",IF(VLOOKUP(Map_Elec_Mid[[#This Row],[Measure]],'Measure Descriptions'!$B$10:$H$46,AL$99,FALSE)<>\"\",VLOOKUP(Map_Elec_Mid[[#This Row],[Measure]],'Measure Descriptions'!$B$10:$H$46,AL$99,FALSE),\"\"),\"\")","v":""},{"$f":"IF($B132<>\"\",IF(VLOOKUP(Map_Elec_Mid[[#This Row],[Measure]],'Measure Descriptions'!$B$10:$H$46,AM$99,FALSE)<>\"\",VLOOKUP(Map_Elec_Mid[[#This Row],[Measure]],'Measure Descriptions'!$B$10:$H$46,AM$99,FALSE),\"\"),\"\")","v":""},{"$f":"IF($B132<>\"\",IF(VLOOKUP(Map_Elec_Mid[[#This Row],[Measure]],'Measure Descriptions'!$B$10:$H$46,AN$99,FALSE)<>\"\",VLOOKUP(Map_Elec_Mid[[#This Row],[Measure]],'Measure Descriptions'!$B$10:$H$46,AN$99,FALSE),\"\"),\"\")","v":""},{"$f":"IF($B132<>\"\",IF(VLOOKUP(Map_Elec_Mid[[#This Row],[Measure]],'Measure Descriptions'!$B$10:$H$46,AO$99,FALSE)<>\"\",VLOOKUP(Map_Elec_Mid[[#This Row],[Measure]],'Measure Descriptions'!$B$10:$H$46,AO$99,FALSE),\"\"),\"\")","v":""},{"$f":"IF($B132<>\"\",IF(INDIRECT(\"Measures!\"&AP$99&$B132)<>\"\",INDIRECT(\"Measures!\"&AP$99&$B132),\"\"),\"\")","v":""},null,null,null,null,null,null,null,null,null,null,null,"","",{"$f":"IF($BA132<>\"\",IF(INDIRECT(\"Measures!\"&BD$99&$BA132)<>\"\",INDIRECT(\"Measures!\"&BD$99&$BA132),\"\"),\"\")","v":""},{"$f":"IF($BA132<>\"\",IF(INDIRECT(\"Measures!\"&BE$99&$BA132)<>\"\",INDIRECT(\"Measures!\"&BE$99&$BA132),\"\"),\"\")","v":""},{"$f":"IF($BA132<>\"\",IF(INDIRECT(\"Measures!\"&BF$99&$BA132)<>\"\",INDIRECT(\"Measures!\"&BF$99&$BA132),\"\"),\"\")","v":""},{"$f":"IF($BA132<>\"\",IF(INDIRECT(\"Measures!\"&BG$99&$BA132)<>\"\",INDIRECT(\"Measures!\"&BG$99&$BA132),\"\"),\"\")","v":""},{"$f":"IF($BA132<>\"\",IF(INDIRECT(\"Measures!\"&BH$99&$BA132)<>\"\",INDIRECT(\"Measures!\"&BH$99&$BA132),\"\"),\"\")","v":""},{"$f":"IF($BA132<>\"\",IF(INDIRECT(\"Measures!\"&BI$99&$BA132)<>\"\",INDIRECT(\"Measures!\"&BI$99&$BA132),\"\"),\"\")","v":""},{"$f":"IF($BA132<>\"\",IF(INDIRECT(\"Measures!\"&BJ$99&$BA132)<>\"\",INDIRECT(\"Measures!\"&BJ$99&$BA132),\"\"),\"\")","v":""},{"$f":"IF($BA132<>\"\",IF(INDIRECT(\"Measures!\"&BK$99&$BA132)<>\"\",INDIRECT(\"Measures!\"&BK$99&$BA132),\"\"),\"\")","v":""},{"$f":"IF($BA132<>\"\",IF(INDIRECT(\"Measures!\"&BL$99&$BA132)<>\"\",INDIRECT(\"Measures!\"&BL$99&$BA132),\"\"),\"\")","v":""},{"$f":"IF($BA132<>\"\",IF(INDIRECT(\"Measures!\"&BM$99&$BA132)<>\"\",INDIRECT(\"Measures!\"&BM$99&$BA132),\"\"),\"\")","v":""},{"$f":"IF($BA132<>\"\",IF(INDIRECT(\"Measures!\"&BN$99&$BA132)<>\"\",INDIRECT(\"Measures!\"&BN$99&$BA132),\"\"),\"\")","v":""},{"$f":"IF($BA132<>\"\",IF(INDIRECT(\"Measures!\"&BO$99&$BA132)<>\"\",INDIRECT(\"Measures!\"&BO$99&$BA132),\"\"),\"\")","v":""},{"$f":"IF($BA132<>\"\",IF(INDIRECT(\"Measures!\"&BP$99&$BA132)<>\"\",INDIRECT(\"Measures!\"&BP$99&$BA132),\"\"),\"\")","v":""},{"$f":"IF($BA132<>\"\",IF(INDIRECT(\"Measures!\"&BQ$99&$BA132)<>\"\",INDIRECT(\"Measures!\"&BQ$99&$BA132),\"\"),\"\")","v":""},{"$f":"IF($BA132<>\"\",IF(INDIRECT(\"Measures!\"&BR$99&$BA132)<>\"\",INDIRECT(\"Measures!\"&BR$99&$BA132),\"\"),\"\")","v":""},{"$f":"IF($BA132<>\"\",IF(INDIRECT(\"Measures!\"&BS$99&$BA132)<>\"\",INDIRECT(\"Measures!\"&BS$99&$BA132),\"\"),\"\")","v":""},{"$f":"IF($BA132<>\"\",IF(INDIRECT(\"Measures!\"&BT$99&$BA132)<>\"\",INDIRECT(\"Measures!\"&BT$99&$BA132),\"\"),\"\")","v":""},{"$f":"IF($BA132<>\"\",IF(INDIRECT(\"Measures!\"&BU$99&$BA132)<>\"\",INDIRECT(\"Measures!\"&BU$99&$BA132),\"\"),\"\")","v":""},{"$f":"IF($BA132<>\"\",IF(INDIRECT(\"Measures!\"&BV$99&$BA132)<>\"\",INDIRECT(\"Measures!\"&BV$99&$BA132),\"\"),\"\")","v":""},{"$f":"IF($BA132<>\"\",IF(INDIRECT(\"Measures!\"&BW$99&$BA132)<>\"\",INDIRECT(\"Measures!\"&BW$99&$BA132),\"\"),\"\")","v":""},{"$f":"IF($BA132<>\"\",IF(INDIRECT(\"Measures!\"&BX$99&$BA132)<>\"\",INDIRECT(\"Measures!\"&BX$99&$BA132),\"\"),\"\")","v":""},{"$f":"IF($BA132<>\"\",IF(INDIRECT(\"Measures!\"&BY$99&$BA132)<>\"\",INDIRECT(\"Measures!\"&BY$99&$BA132),\"\"),\"\")","v":""},{"$f":"IF($BA132<>\"\",IF(INDIRECT(\"Measures!\"&BZ$99&$BA132)<>\"\",INDIRECT(\"Measures!\"&BZ$99&$BA132),\"\"),\"\")","v":""},{"$f":"IF($BA132<>\"\",IF(INDIRECT(\"Measures!\"&CA$99&$BA132)<>\"\",INDIRECT(\"Measures!\"&CA$99&$BA132),\"\"),\"\")","v":""},{"$f":"IF($BA132<>\"\",IF(INDIRECT(\"Measures!\"&CB$99&$BA132)<>\"\",INDIRECT(\"Measures!\"&CB$99&$BA132),\"\"),\"\")","v":""},{"$f":"IF($BA132<>\"\",IF(INDIRECT(\"Measures!\"&CC$99&$BA132)<>\"\",INDIRECT(\"Measures!\"&CC$99&$BA132),\"\"),\"\")","v":""},{"$f":"IF($BA132<>\"\",IF(INDIRECT(\"Measures!\"&CD$99&$BA132)<>\"\",INDIRECT(\"Measures!\"&CD$99&$BA132),\"\"),\"\")","v":""},{"$f":"IF($BA132<>\"\",IF(INDIRECT(\"Measures!\"&CE$99&$BA132)<>\"\",INDIRECT(\"Measures!\"&CE$99&$BA132),\"\"),\"\")","v":""},{"$f":"IF($BA132<>\"\",IF(INDIRECT(\"Measures!\"&CF$99&$BA132)<>\"\",INDIRECT(\"Measures!\"&CF$99&$BA132),\"\"),\"\")","v":""},{"$f":"IF($BA132<>\"\",IF(INDIRECT(\"Measures!\"&CG$99&$BA132)<>\"\",INDIRECT(\"Measures!\"&CG$99&$BA132),\"\"),\"\")","v":""},{"$f":"INDEX('Measure Descriptions'!$A$10:$A$46,MATCH(Map_Gas_Mid[[#This Row],[Measure]],'Measure Descriptions'!$B$10:$B$46,0))","v":""},{"$f":"IF($BA132<>\"\",IF(VLOOKUP(Map_Gas_Mid[[#This Row],[Measure]],'Measure Descriptions'!$B$10:$H$46,CI$99,FALSE)<>\"\",VLOOKUP(Map_Gas_Mid[[#This Row],[Measure]],'Measure Descriptions'!$B$10:$H$46,CI$99,FALSE),\"\"),\"\")","v":""},{"$f":"IF($BA132<>\"\",IF(VLOOKUP(Map_Gas_Mid[[#This Row],[Measure]],'Measure Descriptions'!$B$10:$H$46,CJ$99,FALSE)<>\"\",VLOOKUP(Map_Gas_Mid[[#This Row],[Measure]],'Measure Descriptions'!$B$10:$H$46,CJ$99,FALSE),\"\"),\"\")","v":""},{"$f":"IF($BA132<>\"\",IF(VLOOKUP(Map_Gas_Mid[[#This Row],[Measure]],'Measure Descriptions'!$B$10:$H$46,CK$99,FALSE)<>\"\",VLOOKUP(Map_Gas_Mid[[#This Row],[Measure]],'Measure Descriptions'!$B$10:$H$46,CK$99,FALSE),\"\"),\"\")","v":""},{"$f":"IF($BA132<>\"\",IF(VLOOKUP(Map_Gas_Mid[[#This Row],[Measure]],'Measure Descriptions'!$B$10:$H$46,CL$99,FALSE)<>\"\",VLOOKUP(Map_Gas_Mid[[#This Row],[Measure]],'Measure Descriptions'!$B$10:$H$46,CL$99,FALSE),\"\"),\"\")","v":""},{"$f":"IF($BA132<>\"\",IF(VLOOKUP(Map_Gas_Mid[[#This Row],[Measure]],'Measure Descriptions'!$B$10:$H$46,CM$99,FALSE)<>\"\",VLOOKUP(Map_Gas_Mid[[#This Row],[Measure]],'Measure Descriptions'!$B$10:$H$46,CM$99,FALSE),\"\"),\"\")","v":""},{"$f":"IF($BA132<>\"\",IF(VLOOKUP(Map_Gas_Mid[[#This Row],[Measure]],'Measure Descriptions'!$B$10:$H$46,CN$99,FALSE)<>\"\",VLOOKUP(Map_Gas_Mid[[#This Row],[Measure]],'Measure Descriptions'!$B$10:$H$46,CN$99,FALSE),\"\"),\"\")","v":""},{"$f":"IF($BA132<>\"\",IF(INDIRECT(\"Measures!\"&CO$99&$BA132)<>\"\",INDIRECT(\"Measures!\"&CO$99&$BA132),\"\"),\"\")","v":""}]
[null,null,{"$f":"IF($B133<>\"\",BuildingID&\"-\"&WOSelection&\"-MID\",\"\")","v":""},{"$f":"IF($B133<>\"\",BuildingID&\"-\"&WOSelection&\"-CMP\",\"\")","v":""},{"$f":"IF($B133<>\"\",IF(INDIRECT(\"Measures!\"&E$99&$B133)<>\"\",INDIRECT(\"Measures!\"&E$99&$B133),\"\"),\"\")","v":""},{"$f":"IF($B133<>\"\",IF(INDIRECT(\"Measures!\"&F$99&$B133)<>\"\",INDIRECT(\"Measures!\"&F$99&$B133),\"\"),\"\")","v":""},{"$f":"IF($B133<>\"\",IF(INDIRECT(\"Measures!\"&G$99&$B133)<>\"\",INDIRECT(\"Measures!\"&G$99&$B133),\"\"),\"\")","v":""},{"$f":"IF($B133<>\"\",IF(INDIRECT(\"Measures!\"&H$99&$B133)<>\"\",INDIRECT(\"Measures!\"&H$99&$B133),\"\"),\"\")","v":""},{"$f":"IF($B133<>\"\",IF(INDIRECT(\"Measures!\"&I$99&$B133)<>\"\",INDIRECT(\"Measures!\"&I$99&$B133),\"\"),\"\")","v":""},{"$f":"IF($B133<>\"\",IF(INDIRECT(\"Measures!\"&J$99&$B133)<>\"\",INDIRECT(\"Measures!\"&J$99&$B133),\"\"),\"\")","v":""},{"$f":"IF($B133<>\"\",IF(INDIRECT(\"Measures!\"&K$99&$B133)<>\"\",INDIRECT(\"Measures!\"&K$99&$B133),\"\"),\"\")","v":""},{"$f":"IF($B133<>\"\",IF(INDIRECT(\"Measures!\"&L$99&$B133)<>\"\",INDIRECT(\"Measures!\"&L$99&$B133),\"\"),\"\")","v":""},{"$f":"IF($B133<>\"\",IF(INDIRECT(\"Measures!\"&M$99&$B133)<>\"\",INDIRECT(\"Measures!\"&M$99&$B133),\"\"),\"\")","v":""},{"$f":"IF($B133<>\"\",IF(INDIRECT(\"Measures!\"&N$99&$B133)<>\"\",INDIRECT(\"Measures!\"&N$99&$B133),\"\"),\"\")","v":""},{"$f":"IF($B133<>\"\",IF(INDIRECT(\"Measures!\"&O$99&$B133)<>\"\",INDIRECT(\"Measures!\"&O$99&$B133),\"\"),\"\")","v":""},{"$f":"IF($B133<>\"\",IF(INDIRECT(\"Measures!\"&P$99&$B133)<>\"\",INDIRECT(\"Measures!\"&P$99&$B133),\"\"),\"\")","v":""},{"$f":"IF($B133<>\"\",IF(INDIRECT(\"Measures!\"&Q$99&$B133)<>\"\",INDIRECT(\"Measures!\"&Q$99&$B133),\"\"),\"\")","v":""},{"$f":"IF($B133<>\"\",IF(INDIRECT(\"Measures!\"&R$99&$B133)<>\"\",INDIRECT(\"Measures!\"&R$99&$B133),\"\"),\"\")","v":""},{"$f":"IF($B133<>\"\",IF(INDIRECT(\"Measures!\"&S$99&$B133)<>\"\",INDIRECT(\"Measures!\"&S$99&$B133),\"\"),\"\")","v":""},{"$f":"IF($B133<>\"\",IF(INDIRECT(\"Measures!\"&T$99&$B133)<>\"\",INDIRECT(\"Measures!\"&T$99&$B133),\"\"),\"\")","v":""},{"$f":"IF($B133<>\"\",IF(INDIRECT(\"Measures!\"&U$99&$B133)<>\"\",INDIRECT(\"Measures!\"&U$99&$B133),\"\"),\"\")","v":""},{"$f":"IF($B133<>\"\",IF(INDIRECT(\"Measures!\"&V$99&$B133)<>\"\",INDIRECT(\"Measures!\"&V$99&$B133),\"\"),\"\")","v":""},{"$f":"IF($B133<>\"\",IF(INDIRECT(\"Measures!\"&W$99&$B133)<>\"\",INDIRECT(\"Measures!\"&W$99&$B133),\"\"),\"\")","v":""},{"$f":"IF($B133<>\"\",IF(INDIRECT(\"Measures!\"&X$99&$B133)<>\"\",INDIRECT(\"Measures!\"&X$99&$B133),\"\"),\"\")","v":""},{"$f":"IF($B133<>\"\",IF(INDIRECT(\"Measures!\"&Y$99&$B133)<>\"\",INDIRECT(\"Measures!\"&Y$99&$B133),\"\"),\"\")","v":""},{"$f":"IF($B133<>\"\",IF(INDIRECT(\"Measures!\"&Z$99&$B133)<>\"\",INDIRECT(\"Measures!\"&Z$99&$B133),\"\"),\"\")","v":""},{"$f":"IF($B133<>\"\",IF(INDIRECT(\"Measures!\"&AA$99&$B133)<>\"\",INDIRECT(\"Measures!\"&AA$99&$B133),\"\"),\"\")","v":""},{"$f":"IF($B133<>\"\",IF(INDIRECT(\"Measures!\"&AB$99&$B133)<>\"\",INDIRECT(\"Measures!\"&AB$99&$B133),\"\"),\"\")","v":""},{"$f":"IF($B133<>\"\",IF(INDIRECT(\"Measures!\"&AC$99&$B133)<>\"\",INDIRECT(\"Measures!\"&AC$99&$B133),\"\"),\"\")","v":""},{"$f":"IF($B133<>\"\",IF(INDIRECT(\"Measures!\"&AD$99&$B133)<>\"\",INDIRECT(\"Measures!\"&AD$99&$B133),\"\"),\"\")","v":""},{"$f":"IF($B133<>\"\",IF(INDIRECT(\"Measures!\"&AE$99&$B133)<>\"\",INDIRECT(\"Measures!\"&AE$99&$B133),\"\"),\"\")","v":""},{"$f":"IF($B133<>\"\",IF(INDIRECT(\"Measures!\"&AF$99&$B133)<>\"\",INDIRECT(\"Measures!\"&AF$99&$B133),\"\"),\"\")","v":""},{"$f":"IF($B133<>\"\",IF(INDIRECT(\"Measures!\"&AG$99&$B133)<>\"\",INDIRECT(\"Measures!\"&AG$99&$B133),\"\"),\"\")","v":""},{"$f":"IF($B133<>\"\",IF(INDIRECT(\"Measures!\"&AH$99&$B133)<>\"\",INDIRECT(\"Measures!\"&AH$99&$B133),\"\"),\"\")","v":""},{"$f":"INDEX('Measure Descriptions'!$A$10:$A$46,MATCH(Map_Elec_Mid[[#This Row],[Measure]],'Measure Descriptions'!$B$10:$B$46,0))","v":""},{"$f":"IF($B133<>\"\",IF(VLOOKUP(Map_Elec_Mid[[#This Row],[Measure]],'Measure Descriptions'!$B$10:$H$46,AJ$99,FALSE)<>\"\",VLOOKUP(Map_Elec_Mid[[#This Row],[Measure]],'Measure Descriptions'!$B$10:$H$46,AJ$99,FALSE),\"\"),\"\")","v":""},{"$f":"IF($B133<>\"\",IF(VLOOKUP(Map_Elec_Mid[[#This Row],[Measure]],'Measure Descriptions'!$B$10:$H$46,AK$99,FALSE)<>\"\",VLOOKUP(Map_Elec_Mid[[#This Row],[Measure]],'Measure Descriptions'!$B$10:$H$46,AK$99,FALSE),\"\"),\"\")","v":""},{"$f":"IF($B133<>\"\",IF(VLOOKUP(Map_Elec_Mid[[#This Row],[Measure]],'Measure Descriptions'!$B$10:$H$46,AL$99,FALSE)<>\"\",VLOOKUP(Map_Elec_Mid[[#This Row],[Measure]],'Measure Descriptions'!$B$10:$H$46,AL$99,FALSE),\"\"),\"\")","v":""},{"$f":"IF($B133<>\"\",IF(VLOOKUP(Map_Elec_Mid[[#This Row],[Measure]],'Measure Descriptions'!$B$10:$H$46,AM$99,FALSE)<>\"\",VLOOKUP(Map_Elec_Mid[[#This Row],[Measure]],'Measure Descriptions'!$B$10:$H$46,AM$99,FALSE),\"\"),\"\")","v":""},{"$f":"IF($B133<>\"\",IF(VLOOKUP(Map_Elec_Mid[[#This Row],[Measure]],'Measure Descriptions'!$B$10:$H$46,AN$99,FALSE)<>\"\",VLOOKUP(Map_Elec_Mid[[#This Row],[Measure]],'Measure Descriptions'!$B$10:$H$46,AN$99,FALSE),\"\"),\"\")","v":""},{"$f":"IF($B133<>\"\",IF(VLOOKUP(Map_Elec_Mid[[#This Row],[Measure]],'Measure Descriptions'!$B$10:$H$46,AO$99,FALSE)<>\"\",VLOOKUP(Map_Elec_Mid[[#This Row],[Measure]],'Measure Descriptions'!$B$10:$H$46,AO$99,FALSE),\"\"),\"\")","v":""},{"$f":"IF($B133<>\"\",IF(INDIRECT(\"Measures!\"&AP$99&$B133)<>\"\",INDIRECT(\"Measures!\"&AP$99&$B133),\"\"),\"\")","v":""},null,null,null,null,null,null,null,null,null,null,null,{"$f":"IF($BA133<>\"\",BuildingID&\"-\"&WOSelection&\"-MID\",\"\")","v":""},{"$f":"IF($BA133<>\"\",BuildingID&\"-\"&WOSelection&\"-CMP\",\"\")","v":""},{"$f":"IF($BA133<>\"\",IF(INDIRECT(\"Measures!\"&BD$99&$BA133)<>\"\",INDIRECT(\"Measures!\"&BD$99&$BA133),\"\"),\"\")","v":""},{"$f":"IF($BA133<>\"\",IF(INDIRECT(\"Measures!\"&BE$99&$BA133)<>\"\",INDIRECT(\"Measures!\"&BE$99&$BA133),\"\"),\"\")","v":""},{"$f":"IF($BA133<>\"\",IF(INDIRECT(\"Measures!\"&BF$99&$BA133)<>\"\",INDIRECT(\"Measures!\"&BF$99&$BA133),\"\"),\"\")","v":""},{"$f":"IF($BA133<>\"\",IF(INDIRECT(\"Measures!\"&BG$99&$BA133)<>\"\",INDIRECT(\"Measures!\"&BG$99&$BA133),\"\"),\"\")","v":""},{"$f":"IF($BA133<>\"\",IF(INDIRECT(\"Measures!\"&BH$99&$BA133)<>\"\",INDIRECT(\"Measures!\"&BH$99&$BA133),\"\"),\"\")","v":""},{"$f":"IF($BA133<>\"\",IF(INDIRECT(\"Measures!\"&BI$99&$BA133)<>\"\",INDIRECT(\"Measures!\"&BI$99&$BA133),\"\"),\"\")","v":""},{"$f":"IF($BA133<>\"\",IF(INDIRECT(\"Measures!\"&BJ$99&$BA133)<>\"\",INDIRECT(\"Measures!\"&BJ$99&$BA133),\"\"),\"\")","v":""},{"$f":"IF($BA133<>\"\",IF(INDIRECT(\"Measures!\"&BK$99&$BA133)<>\"\",INDIRECT(\"Measures!\"&BK$99&$BA133),\"\"),\"\")","v":""},{"$f":"IF($BA133<>\"\",IF(INDIRECT(\"Measures!\"&BL$99&$BA133)<>\"\",INDIRECT(\"Measures!\"&BL$99&$BA133),\"\"),\"\")","v":""},{"$f":"IF($BA133<>\"\",IF(INDIRECT(\"Measures!\"&BM$99&$BA133)<>\"\",INDIRECT(\"Measures!\"&BM$99&$BA133),\"\"),\"\")","v":""},{"$f":"IF($BA133<>\"\",IF(INDIRECT(\"Measures!\"&BN$99&$BA133)<>\"\",INDIRECT(\"Measures!\"&BN$99&$BA133),\"\"),\"\")","v":""},{"$f":"IF($BA133<>\"\",IF(INDIRECT(\"Measures!\"&BO$99&$BA133)<>\"\",INDIRECT(\"Measures!\"&BO$99&$BA133),\"\"),\"\")","v":""},{"$f":"IF($BA133<>\"\",IF(INDIRECT(\"Measures!\"&BP$99&$BA133)<>\"\",INDIRECT(\"Measures!\"&BP$99&$BA133),\"\"),\"\")","v":""},{"$f":"IF($BA133<>\"\",IF(INDIRECT(\"Measures!\"&BQ$99&$BA133)<>\"\",INDIRECT(\"Measures!\"&BQ$99&$BA133),\"\"),\"\")","v":""},{"$f":"IF($BA133<>\"\",IF(INDIRECT(\"Measures!\"&BR$99&$BA133)<>\"\",INDIRECT(\"Measures!\"&BR$99&$BA133),\"\"),\"\")","v":""},{"$f":"IF($BA133<>\"\",IF(INDIRECT(\"Measures!\"&BS$99&$BA133)<>\"\",INDIRECT(\"Measures!\"&BS$99&$BA133),\"\"),\"\")","v":""},{"$f":"IF($BA133<>\"\",IF(INDIRECT(\"Measures!\"&BT$99&$BA133)<>\"\",INDIRECT(\"Measures!\"&BT$99&$BA133),\"\"),\"\")","v":""},{"$f":"IF($BA133<>\"\",IF(INDIRECT(\"Measures!\"&BU$99&$BA133)<>\"\",INDIRECT(\"Measures!\"&BU$99&$BA133),\"\"),\"\")","v":""},{"$f":"IF($BA133<>\"\",IF(INDIRECT(\"Measures!\"&BV$99&$BA133)<>\"\",INDIRECT(\"Measures!\"&BV$99&$BA133),\"\"),\"\")","v":""},{"$f":"IF($BA133<>\"\",IF(INDIRECT(\"Measures!\"&BW$99&$BA133)<>\"\",INDIRECT(\"Measures!\"&BW$99&$BA133),\"\"),\"\")","v":""},{"$f":"IF($BA133<>\"\",IF(INDIRECT(\"Measures!\"&BX$99&$BA133)<>\"\",INDIRECT(\"Measures!\"&BX$99&$BA133),\"\"),\"\")","v":""},{"$f":"IF($BA133<>\"\",IF(INDIRECT(\"Measures!\"&BY$99&$BA133)<>\"\",INDIRECT(\"Measures!\"&BY$99&$BA133),\"\"),\"\")","v":""},{"$f":"IF($BA133<>\"\",IF(INDIRECT(\"Measures!\"&BZ$99&$BA133)<>\"\",INDIRECT(\"Measures!\"&BZ$99&$BA133),\"\"),\"\")","v":""},{"$f":"IF($BA133<>\"\",IF(INDIRECT(\"Measures!\"&CA$99&$BA133)<>\"\",INDIRECT(\"Measures!\"&CA$99&$BA133),\"\"),\"\")","v":""},{"$f":"IF($BA133<>\"\",IF(INDIRECT(\"Measures!\"&CB$99&$BA133)<>\"\",INDIRECT(\"Measures!\"&CB$99&$BA133),\"\"),\"\")","v":""},{"$f":"IF($BA133<>\"\",IF(INDIRECT(\"Measures!\"&CC$99&$BA133)<>\"\",INDIRECT(\"Measures!\"&CC$99&$BA133),\"\"),\"\")","v":""},{"$f":"IF($BA133<>\"\",IF(INDIRECT(\"Measures!\"&CD$99&$BA133)<>\"\",INDIRECT(\"Measures!\"&CD$99&$BA133),\"\"),\"\")","v":""},{"$f":"IF($BA133<>\"\",IF(INDIRECT(\"Measures!\"&CE$99&$BA133)<>\"\",INDIRECT(\"Measures!\"&CE$99&$BA133),\"\"),\"\")","v":""},{"$f":"IF($BA133<>\"\",IF(INDIRECT(\"Measures!\"&CF$99&$BA133)<>\"\",INDIRECT(\"Measures!\"&CF$99&$BA133),\"\"),\"\")","v":""},{"$f":"IF($BA133<>\"\",IF(INDIRECT(\"Measures!\"&CG$99&$BA133)<>\"\",INDIRECT(\"Measures!\"&CG$99&$BA133),\"\"),\"\")","v":""},{"$f":"INDEX('Measure Descriptions'!$A$10:$A$46,MATCH(Map_Gas_Mid[[#This Row],[Measure]],'Measure Descriptions'!$B$10:$B$46,0))","v":""},{"$f":"IF($BA133<>\"\",IF(VLOOKUP(Map_Gas_Mid[[#This Row],[Measure]],'Measure Descriptions'!$B$10:$H$46,CI$99,FALSE)<>\"\",VLOOKUP(Map_Gas_Mid[[#This Row],[Measure]],'Measure Descriptions'!$B$10:$H$46,CI$99,FALSE),\"\"),\"\")","v":""},{"$f":"IF($BA133<>\"\",IF(VLOOKUP(Map_Gas_Mid[[#This Row],[Measure]],'Measure Descriptions'!$B$10:$H$46,CJ$99,FALSE)<>\"\",VLOOKUP(Map_Gas_Mid[[#This Row],[Measure]],'Measure Descriptions'!$B$10:$H$46,CJ$99,FALSE),\"\"),\"\")","v":""},{"$f":"IF($BA133<>\"\",IF(VLOOKUP(Map_Gas_Mid[[#This Row],[Measure]],'Measure Descriptions'!$B$10:$H$46,CK$99,FALSE)<>\"\",VLOOKUP(Map_Gas_Mid[[#This Row],[Measure]],'Measure Descriptions'!$B$10:$H$46,CK$99,FALSE),\"\"),\"\")","v":""},{"$f":"IF($BA133<>\"\",IF(VLOOKUP(Map_Gas_Mid[[#This Row],[Measure]],'Measure Descriptions'!$B$10:$H$46,CL$99,FALSE)<>\"\",VLOOKUP(Map_Gas_Mid[[#This Row],[Measure]],'Measure Descriptions'!$B$10:$H$46,CL$99,FALSE),\"\"),\"\")","v":""},{"$f":"IF($BA133<>\"\",IF(VLOOKUP(Map_Gas_Mid[[#This Row],[Measure]],'Measure Descriptions'!$B$10:$H$46,CM$99,FALSE)<>\"\",VLOOKUP(Map_Gas_Mid[[#This Row],[Measure]],'Measure Descriptions'!$B$10:$H$46,CM$99,FALSE),\"\"),\"\")","v":""},{"$f":"IF($BA133<>\"\",IF(VLOOKUP(Map_Gas_Mid[[#This Row],[Measure]],'Measure Descriptions'!$B$10:$H$46,CN$99,FALSE)<>\"\",VLOOKUP(Map_Gas_Mid[[#This Row],[Measure]],'Measure Descriptions'!$B$10:$H$46,CN$99,FALSE),\"\"),\"\")","v":""},{"$f":"IF($BA133<>\"\",IF(INDIRECT(\"Measures!\"&CO$99&$BA133)<>\"\",INDIRECT(\"Measures!\"&CO$99&$BA133),\"\"),\"\")","v":""}]
[null,null,"","",{"$f":"IF($B134<>\"\",IF(INDIRECT(\"Measures!\"&E$99&$B134)<>\"\",INDIRECT(\"Measures!\"&E$99&$B134),\"\"),\"\")","v":""},{"$f":"IF($B134<>\"\",IF(INDIRECT(\"Measures!\"&F$99&$B134)<>\"\",INDIRECT(\"Measures!\"&F$99&$B134),\"\"),\"\")","v":""},{"$f":"IF($B134<>\"\",IF(INDIRECT(\"Measures!\"&G$99&$B134)<>\"\",INDIRECT(\"Measures!\"&G$99&$B134),\"\"),\"\")","v":""},{"$f":"IF($B134<>\"\",IF(INDIRECT(\"Measures!\"&H$99&$B134)<>\"\",INDIRECT(\"Measures!\"&H$99&$B134),\"\"),\"\")","v":""},{"$f":"IF($B134<>\"\",IF(INDIRECT(\"Measures!\"&I$99&$B134)<>\"\",INDIRECT(\"Measures!\"&I$99&$B134),\"\"),\"\")","v":""},{"$f":"IF($B134<>\"\",IF(INDIRECT(\"Measures!\"&J$99&$B134)<>\"\",INDIRECT(\"Measures!\"&J$99&$B134),\"\"),\"\")","v":""},{"$f":"IF($B134<>\"\",IF(INDIRECT(\"Measures!\"&K$99&$B134)<>\"\",INDIRECT(\"Measures!\"&K$99&$B134),\"\"),\"\")","v":""},{"$f":"IF($B134<>\"\",IF(INDIRECT(\"Measures!\"&L$99&$B134)<>\"\",INDIRECT(\"Measures!\"&L$99&$B134),\"\"),\"\")","v":""},{"$f":"IF($B134<>\"\",IF(INDIRECT(\"Measures!\"&M$99&$B134)<>\"\",INDIRECT(\"Measures!\"&M$99&$B134),\"\"),\"\")","v":""},{"$f":"IF($B134<>\"\",IF(INDIRECT(\"Measures!\"&N$99&$B134)<>\"\",INDIRECT(\"Measures!\"&N$99&$B134),\"\"),\"\")","v":""},{"$f":"IF($B134<>\"\",IF(INDIRECT(\"Measures!\"&O$99&$B134)<>\"\",INDIRECT(\"Measures!\"&O$99&$B134),\"\"),\"\")","v":""},{"$f":"IF($B134<>\"\",IF(INDIRECT(\"Measures!\"&P$99&$B134)<>\"\",INDIRECT(\"Measures!\"&P$99&$B134),\"\"),\"\")","v":""},{"$f":"IF($B134<>\"\",IF(INDIRECT(\"Measures!\"&Q$99&$B134)<>\"\",INDIRECT(\"Measures!\"&Q$99&$B134),\"\"),\"\")","v":""},{"$f":"IF($B134<>\"\",IF(INDIRECT(\"Measures!\"&R$99&$B134)<>\"\",INDIRECT(\"Measures!\"&R$99&$B134),\"\"),\"\")","v":""},{"$f":"IF($B134<>\"\",IF(INDIRECT(\"Measures!\"&S$99&$B134)<>\"\",INDIRECT(\"Measures!\"&S$99&$B134),\"\"),\"\")","v":""},{"$f":"IF($B134<>\"\",IF(INDIRECT(\"Measures!\"&T$99&$B134)<>\"\",INDIRECT(\"Measures!\"&T$99&$B134),\"\"),\"\")","v":""},{"$f":"IF($B134<>\"\",IF(INDIRECT(\"Measures!\"&U$99&$B134)<>\"\",INDIRECT(\"Measures!\"&U$99&$B134),\"\"),\"\")","v":""},{"$f":"IF($B134<>\"\",IF(INDIRECT(\"Measures!\"&V$99&$B134)<>\"\",INDIRECT(\"Measures!\"&V$99&$B134),\"\"),\"\")","v":""},{"$f":"IF($B134<>\"\",IF(INDIRECT(\"Measures!\"&W$99&$B134)<>\"\",INDIRECT(\"Measures!\"&W$99&$B134),\"\"),\"\")","v":""},{"$f":"IF($B134<>\"\",IF(INDIRECT(\"Measures!\"&X$99&$B134)<>\"\",INDIRECT(\"Measures!\"&X$99&$B134),\"\"),\"\")","v":""},{"$f":"IF($B134<>\"\",IF(INDIRECT(\"Measures!\"&Y$99&$B134)<>\"\",INDIRECT(\"Measures!\"&Y$99&$B134),\"\"),\"\")","v":""},{"$f":"IF($B134<>\"\",IF(INDIRECT(\"Measures!\"&Z$99&$B134)<>\"\",INDIRECT(\"Measures!\"&Z$99&$B134),\"\"),\"\")","v":""},{"$f":"IF($B134<>\"\",IF(INDIRECT(\"Measures!\"&AA$99&$B134)<>\"\",INDIRECT(\"Measures!\"&AA$99&$B134),\"\"),\"\")","v":""},{"$f":"IF($B134<>\"\",IF(INDIRECT(\"Measures!\"&AB$99&$B134)<>\"\",INDIRECT(\"Measures!\"&AB$99&$B134),\"\"),\"\")","v":""},{"$f":"IF($B134<>\"\",IF(INDIRECT(\"Measures!\"&AC$99&$B134)<>\"\",INDIRECT(\"Measures!\"&AC$99&$B134),\"\"),\"\")","v":""},{"$f":"IF($B134<>\"\",IF(INDIRECT(\"Measures!\"&AD$99&$B134)<>\"\",INDIRECT(\"Measures!\"&AD$99&$B134),\"\"),\"\")","v":""},{"$f":"IF($B134<>\"\",IF(INDIRECT(\"Measures!\"&AE$99&$B134)<>\"\",INDIRECT(\"Measures!\"&AE$99&$B134),\"\"),\"\")","v":""},{"$f":"IF($B134<>\"\",IF(INDIRECT(\"Measures!\"&AF$99&$B134)<>\"\",INDIRECT(\"Measures!\"&AF$99&$B134),\"\"),\"\")","v":""},{"$f":"IF($B134<>\"\",IF(INDIRECT(\"Measures!\"&AG$99&$B134)<>\"\",INDIRECT(\"Measures!\"&AG$99&$B134),\"\"),\"\")","v":""},{"$f":"IF($B134<>\"\",IF(INDIRECT(\"Measures!\"&AH$99&$B134)<>\"\",INDIRECT(\"Measures!\"&AH$99&$B134),\"\"),\"\")","v":""},{"$f":"INDEX('Measure Descriptions'!$A$10:$A$46,MATCH(Map_Elec_Mid[[#This Row],[Measure]],'Measure Descriptions'!$B$10:$B$46,0))","v":""},{"$f":"IF($B134<>\"\",IF(VLOOKUP(Map_Elec_Mid[[#This Row],[Measure]],'Measure Descriptions'!$B$10:$H$46,AJ$99,FALSE)<>\"\",VLOOKUP(Map_Elec_Mid[[#This Row],[Measure]],'Measure Descriptions'!$B$10:$H$46,AJ$99,FALSE),\"\"),\"\")","v":""},{"$f":"IF($B134<>\"\",IF(VLOOKUP(Map_Elec_Mid[[#This Row],[Measure]],'Measure Descriptions'!$B$10:$H$46,AK$99,FALSE)<>\"\",VLOOKUP(Map_Elec_Mid[[#This Row],[Measure]],'Measure Descriptions'!$B$10:$H$46,AK$99,FALSE),\"\"),\"\")","v":""},{"$f":"IF($B134<>\"\",IF(VLOOKUP(Map_Elec_Mid[[#This Row],[Measure]],'Measure Descriptions'!$B$10:$H$46,AL$99,FALSE)<>\"\",VLOOKUP(Map_Elec_Mid[[#This Row],[Measure]],'Measure Descriptions'!$B$10:$H$46,AL$99,FALSE),\"\"),\"\")","v":""},{"$f":"IF($B134<>\"\",IF(VLOOKUP(Map_Elec_Mid[[#This Row],[Measure]],'Measure Descriptions'!$B$10:$H$46,AM$99,FALSE)<>\"\",VLOOKUP(Map_Elec_Mid[[#This Row],[Measure]],'Measure Descriptions'!$B$10:$H$46,AM$99,FALSE),\"\"),\"\")","v":""},{"$f":"IF($B134<>\"\",IF(VLOOKUP(Map_Elec_Mid[[#This Row],[Measure]],'Measure Descriptions'!$B$10:$H$46,AN$99,FALSE)<>\"\",VLOOKUP(Map_Elec_Mid[[#This Row],[Measure]],'Measure Descriptions'!$B$10:$H$46,AN$99,FALSE),\"\"),\"\")","v":""},{"$f":"IF($B134<>\"\",IF(VLOOKUP(Map_Elec_Mid[[#This Row],[Measure]],'Measure Descriptions'!$B$10:$H$46,AO$99,FALSE)<>\"\",VLOOKUP(Map_Elec_Mid[[#This Row],[Measure]],'Measure Descriptions'!$B$10:$H$46,AO$99,FALSE),\"\"),\"\")","v":""},{"$f":"IF($B134<>\"\",IF(INDIRECT(\"Measures!\"&AP$99&$B134)<>\"\",INDIRECT(\"Measures!\"&AP$99&$B134),\"\"),\"\")","v":""},null,null,null,null,null,null,null,null,null,null,null,"","",{"$f":"IF($BA134<>\"\",IF(INDIRECT(\"Measures!\"&BD$99&$BA134)<>\"\",INDIRECT(\"Measures!\"&BD$99&$BA134),\"\"),\"\")","v":""},{"$f":"IF($BA134<>\"\",IF(INDIRECT(\"Measures!\"&BE$99&$BA134)<>\"\",INDIRECT(\"Measures!\"&BE$99&$BA134),\"\"),\"\")","v":""},{"$f":"IF($BA134<>\"\",IF(INDIRECT(\"Measures!\"&BF$99&$BA134)<>\"\",INDIRECT(\"Measures!\"&BF$99&$BA134),\"\"),\"\")","v":""},{"$f":"IF($BA134<>\"\",IF(INDIRECT(\"Measures!\"&BG$99&$BA134)<>\"\",INDIRECT(\"Measures!\"&BG$99&$BA134),\"\"),\"\")","v":""},{"$f":"IF($BA134<>\"\",IF(INDIRECT(\"Measures!\"&BH$99&$BA134)<>\"\",INDIRECT(\"Measures!\"&BH$99&$BA134),\"\"),\"\")","v":""},{"$f":"IF($BA134<>\"\",IF(INDIRECT(\"Measures!\"&BI$99&$BA134)<>\"\",INDIRECT(\"Measures!\"&BI$99&$BA134),\"\"),\"\")","v":""},{"$f":"IF($BA134<>\"\",IF(INDIRECT(\"Measures!\"&BJ$99&$BA134)<>\"\",INDIRECT(\"Measures!\"&BJ$99&$BA134),\"\"),\"\")","v":""},{"$f":"IF($BA134<>\"\",IF(INDIRECT(\"Measures!\"&BK$99&$BA134)<>\"\",INDIRECT(\"Measures!\"&BK$99&$BA134),\"\"),\"\")","v":""},{"$f":"IF($BA134<>\"\",IF(INDIRECT(\"Measures!\"&BL$99&$BA134)<>\"\",INDIRECT(\"Measures!\"&BL$99&$BA134),\"\"),\"\")","v":""},{"$f":"IF($BA134<>\"\",IF(INDIRECT(\"Measures!\"&BM$99&$BA134)<>\"\",INDIRECT(\"Measures!\"&BM$99&$BA134),\"\"),\"\")","v":""},{"$f":"IF($BA134<>\"\",IF(INDIRECT(\"Measures!\"&BN$99&$BA134)<>\"\",INDIRECT(\"Measures!\"&BN$99&$BA134),\"\"),\"\")","v":""},{"$f":"IF($BA134<>\"\",IF(INDIRECT(\"Measures!\"&BO$99&$BA134)<>\"\",INDIRECT(\"Measures!\"&BO$99&$BA134),\"\"),\"\")","v":""},{"$f":"IF($BA134<>\"\",IF(INDIRECT(\"Measures!\"&BP$99&$BA134)<>\"\",INDIRECT(\"Measures!\"&BP$99&$BA134),\"\"),\"\")","v":""},{"$f":"IF($BA134<>\"\",IF(INDIRECT(\"Measures!\"&BQ$99&$BA134)<>\"\",INDIRECT(\"Measures!\"&BQ$99&$BA134),\"\"),\"\")","v":""},{"$f":"IF($BA134<>\"\",IF(INDIRECT(\"Measures!\"&BR$99&$BA134)<>\"\",INDIRECT(\"Measures!\"&BR$99&$BA134),\"\"),\"\")","v":""},{"$f":"IF($BA134<>\"\",IF(INDIRECT(\"Measures!\"&BS$99&$BA134)<>\"\",INDIRECT(\"Measures!\"&BS$99&$BA134),\"\"),\"\")","v":""},{"$f":"IF($BA134<>\"\",IF(INDIRECT(\"Measures!\"&BT$99&$BA134)<>\"\",INDIRECT(\"Measures!\"&BT$99&$BA134),\"\"),\"\")","v":""},{"$f":"IF($BA134<>\"\",IF(INDIRECT(\"Measures!\"&BU$99&$BA134)<>\"\",INDIRECT(\"Measures!\"&BU$99&$BA134),\"\"),\"\")","v":""},{"$f":"IF($BA134<>\"\",IF(INDIRECT(\"Measures!\"&BV$99&$BA134)<>\"\",INDIRECT(\"Measures!\"&BV$99&$BA134),\"\"),\"\")","v":""},{"$f":"IF($BA134<>\"\",IF(INDIRECT(\"Measures!\"&BW$99&$BA134)<>\"\",INDIRECT(\"Measures!\"&BW$99&$BA134),\"\"),\"\")","v":""},{"$f":"IF($BA134<>\"\",IF(INDIRECT(\"Measures!\"&BX$99&$BA134)<>\"\",INDIRECT(\"Measures!\"&BX$99&$BA134),\"\"),\"\")","v":""},{"$f":"IF($BA134<>\"\",IF(INDIRECT(\"Measures!\"&BY$99&$BA134)<>\"\",INDIRECT(\"Measures!\"&BY$99&$BA134),\"\"),\"\")","v":""},{"$f":"IF($BA134<>\"\",IF(INDIRECT(\"Measures!\"&BZ$99&$BA134)<>\"\",INDIRECT(\"Measures!\"&BZ$99&$BA134),\"\"),\"\")","v":""},{"$f":"IF($BA134<>\"\",IF(INDIRECT(\"Measures!\"&CA$99&$BA134)<>\"\",INDIRECT(\"Measures!\"&CA$99&$BA134),\"\"),\"\")","v":""},{"$f":"IF($BA134<>\"\",IF(INDIRECT(\"Measures!\"&CB$99&$BA134)<>\"\",INDIRECT(\"Measures!\"&CB$99&$BA134),\"\"),\"\")","v":""},{"$f":"IF($BA134<>\"\",IF(INDIRECT(\"Measures!\"&CC$99&$BA134)<>\"\",INDIRECT(\"Measures!\"&CC$99&$BA134),\"\"),\"\")","v":""},{"$f":"IF($BA134<>\"\",IF(INDIRECT(\"Measures!\"&CD$99&$BA134)<>\"\",INDIRECT(\"Measures!\"&CD$99&$BA134),\"\"),\"\")","v":""},{"$f":"IF($BA134<>\"\",IF(INDIRECT(\"Measures!\"&CE$99&$BA134)<>\"\",INDIRECT(\"Measures!\"&CE$99&$BA134),\"\"),\"\")","v":""},{"$f":"IF($BA134<>\"\",IF(INDIRECT(\"Measures!\"&CF$99&$BA134)<>\"\",INDIRECT(\"Measures!\"&CF$99&$BA134),\"\"),\"\")","v":""},{"$f":"IF($BA134<>\"\",IF(INDIRECT(\"Measures!\"&CG$99&$BA134)<>\"\",INDIRECT(\"Measures!\"&CG$99&$BA134),\"\"),\"\")","v":""},{"$f":"INDEX('Measure Descriptions'!$A$10:$A$46,MATCH(Map_Gas_Mid[[#This Row],[Measure]],'Measure Descriptions'!$B$10:$B$46,0))","v":""},{"$f":"IF($BA134<>\"\",IF(VLOOKUP(Map_Gas_Mid[[#This Row],[Measure]],'Measure Descriptions'!$B$10:$H$46,CI$99,FALSE)<>\"\",VLOOKUP(Map_Gas_Mid[[#This Row],[Measure]],'Measure Descriptions'!$B$10:$H$46,CI$99,FALSE),\"\"),\"\")","v":""},{"$f":"IF($BA134<>\"\",IF(VLOOKUP(Map_Gas_Mid[[#This Row],[Measure]],'Measure Descriptions'!$B$10:$H$46,CJ$99,FALSE)<>\"\",VLOOKUP(Map_Gas_Mid[[#This Row],[Measure]],'Measure Descriptions'!$B$10:$H$46,CJ$99,FALSE),\"\"),\"\")","v":""},{"$f":"IF($BA134<>\"\",IF(VLOOKUP(Map_Gas_Mid[[#This Row],[Measure]],'Measure Descriptions'!$B$10:$H$46,CK$99,FALSE)<>\"\",VLOOKUP(Map_Gas_Mid[[#This Row],[Measure]],'Measure Descriptions'!$B$10:$H$46,CK$99,FALSE),\"\"),\"\")","v":""},{"$f":"IF($BA134<>\"\",IF(VLOOKUP(Map_Gas_Mid[[#This Row],[Measure]],'Measure Descriptions'!$B$10:$H$46,CL$99,FALSE)<>\"\",VLOOKUP(Map_Gas_Mid[[#This Row],[Measure]],'Measure Descriptions'!$B$10:$H$46,CL$99,FALSE),\"\"),\"\")","v":""},{"$f":"IF($BA134<>\"\",IF(VLOOKUP(Map_Gas_Mid[[#This Row],[Measure]],'Measure Descriptions'!$B$10:$H$46,CM$99,FALSE)<>\"\",VLOOKUP(Map_Gas_Mid[[#This Row],[Measure]],'Measure Descriptions'!$B$10:$H$46,CM$99,FALSE),\"\"),\"\")","v":""},{"$f":"IF($BA134<>\"\",IF(VLOOKUP(Map_Gas_Mid[[#This Row],[Measure]],'Measure Descriptions'!$B$10:$H$46,CN$99,FALSE)<>\"\",VLOOKUP(Map_Gas_Mid[[#This Row],[Measure]],'Measure Descriptions'!$B$10:$H$46,CN$99,FALSE),\"\"),\"\")","v":""},{"$f":"IF($BA134<>\"\",IF(INDIRECT(\"Measures!\"&CO$99&$BA134)<>\"\",INDIRECT(\"Measures!\"&CO$99&$BA134),\"\"),\"\")","v":""}]
[null,null,"","",{"$f":"IF($B135<>\"\",IF(INDIRECT(\"Measures!\"&E$99&$B135)<>\"\",INDIRECT(\"Measures!\"&E$99&$B135),\"\"),\"\")","v":""},{"$f":"IF($B135<>\"\",IF(INDIRECT(\"Measures!\"&F$99&$B135)<>\"\",INDIRECT(\"Measures!\"&F$99&$B135),\"\"),\"\")","v":""},{"$f":"IF($B135<>\"\",IF(INDIRECT(\"Measures!\"&G$99&$B135)<>\"\",INDIRECT(\"Measures!\"&G$99&$B135),\"\"),\"\")","v":""},{"$f":"IF($B135<>\"\",IF(INDIRECT(\"Measures!\"&H$99&$B135)<>\"\",INDIRECT(\"Measures!\"&H$99&$B135),\"\"),\"\")","v":""},{"$f":"IF($B135<>\"\",IF(INDIRECT(\"Measures!\"&I$99&$B135)<>\"\",INDIRECT(\"Measures!\"&I$99&$B135),\"\"),\"\")","v":""},{"$f":"IF($B135<>\"\",IF(INDIRECT(\"Measures!\"&J$99&$B135)<>\"\",INDIRECT(\"Measures!\"&J$99&$B135),\"\"),\"\")","v":""},{"$f":"IF($B135<>\"\",IF(INDIRECT(\"Measures!\"&K$99&$B135)<>\"\",INDIRECT(\"Measures!\"&K$99&$B135),\"\"),\"\")","v":""},{"$f":"IF($B135<>\"\",IF(INDIRECT(\"Measures!\"&L$99&$B135)<>\"\",INDIRECT(\"Measures!\"&L$99&$B135),\"\"),\"\")","v":""},{"$f":"IF($B135<>\"\",IF(INDIRECT(\"Measures!\"&M$99&$B135)<>\"\",INDIRECT(\"Measures!\"&M$99&$B135),\"\"),\"\")","v":""},{"$f":"IF($B135<>\"\",IF(INDIRECT(\"Measures!\"&N$99&$B135)<>\"\",INDIRECT(\"Measures!\"&N$99&$B135),\"\"),\"\")","v":""},{"$f":"IF($B135<>\"\",IF(INDIRECT(\"Measures!\"&O$99&$B135)<>\"\",INDIRECT(\"Measures!\"&O$99&$B135),\"\"),\"\")","v":""},{"$f":"IF($B135<>\"\",IF(INDIRECT(\"Measures!\"&P$99&$B135)<>\"\",INDIRECT(\"Measures!\"&P$99&$B135),\"\"),\"\")","v":""},{"$f":"IF($B135<>\"\",IF(INDIRECT(\"Measures!\"&Q$99&$B135)<>\"\",INDIRECT(\"Measures!\"&Q$99&$B135),\"\"),\"\")","v":""},{"$f":"IF($B135<>\"\",IF(INDIRECT(\"Measures!\"&R$99&$B135)<>\"\",INDIRECT(\"Measures!\"&R$99&$B135),\"\"),\"\")","v":""},{"$f":"IF($B135<>\"\",IF(INDIRECT(\"Measures!\"&S$99&$B135)<>\"\",INDIRECT(\"Measures!\"&S$99&$B135),\"\"),\"\")","v":""},{"$f":"IF($B135<>\"\",IF(INDIRECT(\"Measures!\"&T$99&$B135)<>\"\",INDIRECT(\"Measures!\"&T$99&$B135),\"\"),\"\")","v":""},{"$f":"IF($B135<>\"\",IF(INDIRECT(\"Measures!\"&U$99&$B135)<>\"\",INDIRECT(\"Measures!\"&U$99&$B135),\"\"),\"\")","v":""},{"$f":"IF($B135<>\"\",IF(INDIRECT(\"Measures!\"&V$99&$B135)<>\"\",INDIRECT(\"Measures!\"&V$99&$B135),\"\"),\"\")","v":""},{"$f":"IF($B135<>\"\",IF(INDIRECT(\"Measures!\"&W$99&$B135)<>\"\",INDIRECT(\"Measures!\"&W$99&$B135),\"\"),\"\")","v":""},{"$f":"IF($B135<>\"\",IF(INDIRECT(\"Measures!\"&X$99&$B135)<>\"\",INDIRECT(\"Measures!\"&X$99&$B135),\"\"),\"\")","v":""},{"$f":"IF($B135<>\"\",IF(INDIRECT(\"Measures!\"&Y$99&$B135)<>\"\",INDIRECT(\"Measures!\"&Y$99&$B135),\"\"),\"\")","v":""},{"$f":"IF($B135<>\"\",IF(INDIRECT(\"Measures!\"&Z$99&$B135)<>\"\",INDIRECT(\"Measures!\"&Z$99&$B135),\"\"),\"\")","v":""},{"$f":"IF($B135<>\"\",IF(INDIRECT(\"Measures!\"&AA$99&$B135)<>\"\",INDIRECT(\"Measures!\"&AA$99&$B135),\"\"),\"\")","v":""},{"$f":"IF($B135<>\"\",IF(INDIRECT(\"Measures!\"&AB$99&$B135)<>\"\",INDIRECT(\"Measures!\"&AB$99&$B135),\"\"),\"\")","v":""},{"$f":"IF($B135<>\"\",IF(INDIRECT(\"Measures!\"&AC$99&$B135)<>\"\",INDIRECT(\"Measures!\"&AC$99&$B135),\"\"),\"\")","v":""},{"$f":"IF($B135<>\"\",IF(INDIRECT(\"Measures!\"&AD$99&$B135)<>\"\",INDIRECT(\"Measures!\"&AD$99&$B135),\"\"),\"\")","v":""},{"$f":"IF($B135<>\"\",IF(INDIRECT(\"Measures!\"&AE$99&$B135)<>\"\",INDIRECT(\"Measures!\"&AE$99&$B135),\"\"),\"\")","v":""},{"$f":"IF($B135<>\"\",IF(INDIRECT(\"Measures!\"&AF$99&$B135)<>\"\",INDIRECT(\"Measures!\"&AF$99&$B135),\"\"),\"\")","v":""},{"$f":"IF($B135<>\"\",IF(INDIRECT(\"Measures!\"&AG$99&$B135)<>\"\",INDIRECT(\"Measures!\"&AG$99&$B135),\"\"),\"\")","v":""},{"$f":"IF($B135<>\"\",IF(INDIRECT(\"Measures!\"&AH$99&$B135)<>\"\",INDIRECT(\"Measures!\"&AH$99&$B135),\"\"),\"\")","v":""},{"$f":"INDEX('Measure Descriptions'!$A$10:$A$46,MATCH(Map_Elec_Mid[[#This Row],[Measure]],'Measure Descriptions'!$B$10:$B$46,0))","v":""},{"$f":"IF($B135<>\"\",IF(VLOOKUP(Map_Elec_Mid[[#This Row],[Measure]],'Measure Descriptions'!$B$10:$H$46,AJ$99,FALSE)<>\"\",VLOOKUP(Map_Elec_Mid[[#This Row],[Measure]],'Measure Descriptions'!$B$10:$H$46,AJ$99,FALSE),\"\"),\"\")","v":""},{"$f":"IF($B135<>\"\",IF(VLOOKUP(Map_Elec_Mid[[#This Row],[Measure]],'Measure Descriptions'!$B$10:$H$46,AK$99,FALSE)<>\"\",VLOOKUP(Map_Elec_Mid[[#This Row],[Measure]],'Measure Descriptions'!$B$10:$H$46,AK$99,FALSE),\"\"),\"\")","v":""},{"$f":"IF($B135<>\"\",IF(VLOOKUP(Map_Elec_Mid[[#This Row],[Measure]],'Measure Descriptions'!$B$10:$H$46,AL$99,FALSE)<>\"\",VLOOKUP(Map_Elec_Mid[[#This Row],[Measure]],'Measure Descriptions'!$B$10:$H$46,AL$99,FALSE),\"\"),\"\")","v":""},{"$f":"IF($B135<>\"\",IF(VLOOKUP(Map_Elec_Mid[[#This Row],[Measure]],'Measure Descriptions'!$B$10:$H$46,AM$99,FALSE)<>\"\",VLOOKUP(Map_Elec_Mid[[#This Row],[Measure]],'Measure Descriptions'!$B$10:$H$46,AM$99,FALSE),\"\"),\"\")","v":""},{"$f":"IF($B135<>\"\",IF(VLOOKUP(Map_Elec_Mid[[#This Row],[Measure]],'Measure Descriptions'!$B$10:$H$46,AN$99,FALSE)<>\"\",VLOOKUP(Map_Elec_Mid[[#This Row],[Measure]],'Measure Descriptions'!$B$10:$H$46,AN$99,FALSE),\"\"),\"\")","v":""},{"$f":"IF($B135<>\"\",IF(VLOOKUP(Map_Elec_Mid[[#This Row],[Measure]],'Measure Descriptions'!$B$10:$H$46,AO$99,FALSE)<>\"\",VLOOKUP(Map_Elec_Mid[[#This Row],[Measure]],'Measure Descriptions'!$B$10:$H$46,AO$99,FALSE),\"\"),\"\")","v":""},{"$f":"IF($B135<>\"\",IF(INDIRECT(\"Measures!\"&AP$99&$B135)<>\"\",INDIRECT(\"Measures!\"&AP$99&$B135),\"\"),\"\")","v":""},null,null,null,null,null,null,null,null,null,null,null,"","",{"$f":"IF($BA135<>\"\",IF(INDIRECT(\"Measures!\"&BD$99&$BA135)<>\"\",INDIRECT(\"Measures!\"&BD$99&$BA135),\"\"),\"\")","v":""},{"$f":"IF($BA135<>\"\",IF(INDIRECT(\"Measures!\"&BE$99&$BA135)<>\"\",INDIRECT(\"Measures!\"&BE$99&$BA135),\"\"),\"\")","v":""},{"$f":"IF($BA135<>\"\",IF(INDIRECT(\"Measures!\"&BF$99&$BA135)<>\"\",INDIRECT(\"Measures!\"&BF$99&$BA135),\"\"),\"\")","v":""},{"$f":"IF($BA135<>\"\",IF(INDIRECT(\"Measures!\"&BG$99&$BA135)<>\"\",INDIRECT(\"Measures!\"&BG$99&$BA135),\"\"),\"\")","v":""},{"$f":"IF($BA135<>\"\",IF(INDIRECT(\"Measures!\"&BH$99&$BA135)<>\"\",INDIRECT(\"Measures!\"&BH$99&$BA135),\"\"),\"\")","v":""},{"$f":"IF($BA135<>\"\",IF(INDIRECT(\"Measures!\"&BI$99&$BA135)<>\"\",INDIRECT(\"Measures!\"&BI$99&$BA135),\"\"),\"\")","v":""},{"$f":"IF($BA135<>\"\",IF(INDIRECT(\"Measures!\"&BJ$99&$BA135)<>\"\",INDIRECT(\"Measures!\"&BJ$99&$BA135),\"\"),\"\")","v":""},{"$f":"IF($BA135<>\"\",IF(INDIRECT(\"Measures!\"&BK$99&$BA135)<>\"\",INDIRECT(\"Measures!\"&BK$99&$BA135),\"\"),\"\")","v":""},{"$f":"IF($BA135<>\"\",IF(INDIRECT(\"Measures!\"&BL$99&$BA135)<>\"\",INDIRECT(\"Measures!\"&BL$99&$BA135),\"\"),\"\")","v":""},{"$f":"IF($BA135<>\"\",IF(INDIRECT(\"Measures!\"&BM$99&$BA135)<>\"\",INDIRECT(\"Measures!\"&BM$99&$BA135),\"\"),\"\")","v":""},{"$f":"IF($BA135<>\"\",IF(INDIRECT(\"Measures!\"&BN$99&$BA135)<>\"\",INDIRECT(\"Measures!\"&BN$99&$BA135),\"\"),\"\")","v":""},{"$f":"IF($BA135<>\"\",IF(INDIRECT(\"Measures!\"&BO$99&$BA135)<>\"\",INDIRECT(\"Measures!\"&BO$99&$BA135),\"\"),\"\")","v":""},{"$f":"IF($BA135<>\"\",IF(INDIRECT(\"Measures!\"&BP$99&$BA135)<>\"\",INDIRECT(\"Measures!\"&BP$99&$BA135),\"\"),\"\")","v":""},{"$f":"IF($BA135<>\"\",IF(INDIRECT(\"Measures!\"&BQ$99&$BA135)<>\"\",INDIRECT(\"Measures!\"&BQ$99&$BA135),\"\"),\"\")","v":""},{"$f":"IF($BA135<>\"\",IF(INDIRECT(\"Measures!\"&BR$99&$BA135)<>\"\",INDIRECT(\"Measures!\"&BR$99&$BA135),\"\"),\"\")","v":""},{"$f":"IF($BA135<>\"\",IF(INDIRECT(\"Measures!\"&BS$99&$BA135)<>\"\",INDIRECT(\"Measures!\"&BS$99&$BA135),\"\"),\"\")","v":""},{"$f":"IF($BA135<>\"\",IF(INDIRECT(\"Measures!\"&BT$99&$BA135)<>\"\",INDIRECT(\"Measures!\"&BT$99&$BA135),\"\"),\"\")","v":""},{"$f":"IF($BA135<>\"\",IF(INDIRECT(\"Measures!\"&BU$99&$BA135)<>\"\",INDIRECT(\"Measures!\"&BU$99&$BA135),\"\"),\"\")","v":""},{"$f":"IF($BA135<>\"\",IF(INDIRECT(\"Measures!\"&BV$99&$BA135)<>\"\",INDIRECT(\"Measures!\"&BV$99&$BA135),\"\"),\"\")","v":""},{"$f":"IF($BA135<>\"\",IF(INDIRECT(\"Measures!\"&BW$99&$BA135)<>\"\",INDIRECT(\"Measures!\"&BW$99&$BA135),\"\"),\"\")","v":""},{"$f":"IF($BA135<>\"\",IF(INDIRECT(\"Measures!\"&BX$99&$BA135)<>\"\",INDIRECT(\"Measures!\"&BX$99&$BA135),\"\"),\"\")","v":""},{"$f":"IF($BA135<>\"\",IF(INDIRECT(\"Measures!\"&BY$99&$BA135)<>\"\",INDIRECT(\"Measures!\"&BY$99&$BA135),\"\"),\"\")","v":""},{"$f":"IF($BA135<>\"\",IF(INDIRECT(\"Measures!\"&BZ$99&$BA135)<>\"\",INDIRECT(\"Measures!\"&BZ$99&$BA135),\"\"),\"\")","v":""},{"$f":"IF($BA135<>\"\",IF(INDIRECT(\"Measures!\"&CA$99&$BA135)<>\"\",INDIRECT(\"Measures!\"&CA$99&$BA135),\"\"),\"\")","v":""},{"$f":"IF($BA135<>\"\",IF(INDIRECT(\"Measures!\"&CB$99&$BA135)<>\"\",INDIRECT(\"Measures!\"&CB$99&$BA135),\"\"),\"\")","v":""},{"$f":"IF($BA135<>\"\",IF(INDIRECT(\"Measures!\"&CC$99&$BA135)<>\"\",INDIRECT(\"Measures!\"&CC$99&$BA135),\"\"),\"\")","v":""},{"$f":"IF($BA135<>\"\",IF(INDIRECT(\"Measures!\"&CD$99&$BA135)<>\"\",INDIRECT(\"Measures!\"&CD$99&$BA135),\"\"),\"\")","v":""},{"$f":"IF($BA135<>\"\",IF(INDIRECT(\"Measures!\"&CE$99&$BA135)<>\"\",INDIRECT(\"Measures!\"&CE$99&$BA135),\"\"),\"\")","v":""},{"$f":"IF($BA135<>\"\",IF(INDIRECT(\"Measures!\"&CF$99&$BA135)<>\"\",INDIRECT(\"Measures!\"&CF$99&$BA135),\"\"),\"\")","v":""},{"$f":"IF($BA135<>\"\",IF(INDIRECT(\"Measures!\"&CG$99&$BA135)<>\"\",INDIRECT(\"Measures!\"&CG$99&$BA135),\"\"),\"\")","v":""},{"$f":"INDEX('Measure Descriptions'!$A$10:$A$46,MATCH(Map_Gas_Mid[[#This Row],[Measure]],'Measure Descriptions'!$B$10:$B$46,0))","v":""},{"$f":"IF($BA135<>\"\",IF(VLOOKUP(Map_Gas_Mid[[#This Row],[Measure]],'Measure Descriptions'!$B$10:$H$46,CI$99,FALSE)<>\"\",VLOOKUP(Map_Gas_Mid[[#This Row],[Measure]],'Measure Descriptions'!$B$10:$H$46,CI$99,FALSE),\"\"),\"\")","v":""},{"$f":"IF($BA135<>\"\",IF(VLOOKUP(Map_Gas_Mid[[#This Row],[Measure]],'Measure Descriptions'!$B$10:$H$46,CJ$99,FALSE)<>\"\",VLOOKUP(Map_Gas_Mid[[#This Row],[Measure]],'Measure Descriptions'!$B$10:$H$46,CJ$99,FALSE),\"\"),\"\")","v":""},{"$f":"IF($BA135<>\"\",IF(VLOOKUP(Map_Gas_Mid[[#This Row],[Measure]],'Measure Descriptions'!$B$10:$H$46,CK$99,FALSE)<>\"\",VLOOKUP(Map_Gas_Mid[[#This Row],[Measure]],'Measure Descriptions'!$B$10:$H$46,CK$99,FALSE),\"\"),\"\")","v":""},{"$f":"IF($BA135<>\"\",IF(VLOOKUP(Map_Gas_Mid[[#This Row],[Measure]],'Measure Descriptions'!$B$10:$H$46,CL$99,FALSE)<>\"\",VLOOKUP(Map_Gas_Mid[[#This Row],[Measure]],'Measure Descriptions'!$B$10:$H$46,CL$99,FALSE),\"\"),\"\")","v":""},{"$f":"IF($BA135<>\"\",IF(VLOOKUP(Map_Gas_Mid[[#This Row],[Measure]],'Measure Descriptions'!$B$10:$H$46,CM$99,FALSE)<>\"\",VLOOKUP(Map_Gas_Mid[[#This Row],[Measure]],'Measure Descriptions'!$B$10:$H$46,CM$99,FALSE),\"\"),\"\")","v":""},{"$f":"IF($BA135<>\"\",IF(VLOOKUP(Map_Gas_Mid[[#This Row],[Measure]],'Measure Descriptions'!$B$10:$H$46,CN$99,FALSE)<>\"\",VLOOKUP(Map_Gas_Mid[[#This Row],[Measure]],'Measure Descriptions'!$B$10:$H$46,CN$99,FALSE),\"\"),\"\")","v":""},{"$f":"IF($BA135<>\"\",IF(INDIRECT(\"Measures!\"&CO$99&$BA135)<>\"\",INDIRECT(\"Measures!\"&CO$99&$BA135),\"\"),\"\")","v":""}]
[null,null,"","",{"$f":"IF($B136<>\"\",IF(INDIRECT(\"Measures!\"&E$99&$B136)<>\"\",INDIRECT(\"Measures!\"&E$99&$B136),\"\"),\"\")","v":""},{"$f":"IF($B136<>\"\",IF(INDIRECT(\"Measures!\"&F$99&$B136)<>\"\",INDIRECT(\"Measures!\"&F$99&$B136),\"\"),\"\")","v":""},{"$f":"IF($B136<>\"\",IF(INDIRECT(\"Measures!\"&G$99&$B136)<>\"\",INDIRECT(\"Measures!\"&G$99&$B136),\"\"),\"\")","v":""},{"$f":"IF($B136<>\"\",IF(INDIRECT(\"Measures!\"&H$99&$B136)<>\"\",INDIRECT(\"Measures!\"&H$99&$B136),\"\"),\"\")","v":""},{"$f":"IF($B136<>\"\",IF(INDIRECT(\"Measures!\"&I$99&$B136)<>\"\",INDIRECT(\"Measures!\"&I$99&$B136),\"\"),\"\")","v":""},{"$f":"IF($B136<>\"\",IF(INDIRECT(\"Measures!\"&J$99&$B136)<>\"\",INDIRECT(\"Measures!\"&J$99&$B136),\"\"),\"\")","v":""},{"$f":"IF($B136<>\"\",IF(INDIRECT(\"Measures!\"&K$99&$B136)<>\"\",INDIRECT(\"Measures!\"&K$99&$B136),\"\"),\"\")","v":""},{"$f":"IF($B136<>\"\",IF(INDIRECT(\"Measures!\"&L$99&$B136)<>\"\",INDIRECT(\"Measures!\"&L$99&$B136),\"\"),\"\")","v":""},{"$f":"IF($B136<>\"\",IF(INDIRECT(\"Measures!\"&M$99&$B136)<>\"\",INDIRECT(\"Measures!\"&M$99&$B136),\"\"),\"\")","v":""},{"$f":"IF($B136<>\"\",IF(INDIRECT(\"Measures!\"&N$99&$B136)<>\"\",INDIRECT(\"Measures!\"&N$99&$B136),\"\"),\"\")","v":""},{"$f":"IF($B136<>\"\",IF(INDIRECT(\"Measures!\"&O$99&$B136)<>\"\",INDIRECT(\"Measures!\"&O$99&$B136),\"\"),\"\")","v":""},{"$f":"IF($B136<>\"\",IF(INDIRECT(\"Measures!\"&P$99&$B136)<>\"\",INDIRECT(\"Measures!\"&P$99&$B136),\"\"),\"\")","v":""},{"$f":"IF($B136<>\"\",IF(INDIRECT(\"Measures!\"&Q$99&$B136)<>\"\",INDIRECT(\"Measures!\"&Q$99&$B136),\"\"),\"\")","v":""},{"$f":"IF($B136<>\"\",IF(INDIRECT(\"Measures!\"&R$99&$B136)<>\"\",INDIRECT(\"Measures!\"&R$99&$B136),\"\"),\"\")","v":""},{"$f":"IF($B136<>\"\",IF(INDIRECT(\"Measures!\"&S$99&$B136)<>\"\",INDIRECT(\"Measures!\"&S$99&$B136),\"\"),\"\")","v":""},{"$f":"IF($B136<>\"\",IF(INDIRECT(\"Measures!\"&T$99&$B136)<>\"\",INDIRECT(\"Measures!\"&T$99&$B136),\"\"),\"\")","v":""},{"$f":"IF($B136<>\"\",IF(INDIRECT(\"Measures!\"&U$99&$B136)<>\"\",INDIRECT(\"Measures!\"&U$99&$B136),\"\"),\"\")","v":""},{"$f":"IF($B136<>\"\",IF(INDIRECT(\"Measures!\"&V$99&$B136)<>\"\",INDIRECT(\"Measures!\"&V$99&$B136),\"\"),\"\")","v":""},{"$f":"IF($B136<>\"\",IF(INDIRECT(\"Measures!\"&W$99&$B136)<>\"\",INDIRECT(\"Measures!\"&W$99&$B136),\"\"),\"\")","v":""},{"$f":"IF($B136<>\"\",IF(INDIRECT(\"Measures!\"&X$99&$B136)<>\"\",INDIRECT(\"Measures!\"&X$99&$B136),\"\"),\"\")","v":""},{"$f":"IF($B136<>\"\",IF(INDIRECT(\"Measures!\"&Y$99&$B136)<>\"\",INDIRECT(\"Measures!\"&Y$99&$B136),\"\"),\"\")","v":""},{"$f":"IF($B136<>\"\",IF(INDIRECT(\"Measures!\"&Z$99&$B136)<>\"\",INDIRECT(\"Measures!\"&Z$99&$B136),\"\"),\"\")","v":""},{"$f":"IF($B136<>\"\",IF(INDIRECT(\"Measures!\"&AA$99&$B136)<>\"\",INDIRECT(\"Measures!\"&AA$99&$B136),\"\"),\"\")","v":""},{"$f":"IF($B136<>\"\",IF(INDIRECT(\"Measures!\"&AB$99&$B136)<>\"\",INDIRECT(\"Measures!\"&AB$99&$B136),\"\"),\"\")","v":""},{"$f":"IF($B136<>\"\",IF(INDIRECT(\"Measures!\"&AC$99&$B136)<>\"\",INDIRECT(\"Measures!\"&AC$99&$B136),\"\"),\"\")","v":""},{"$f":"IF($B136<>\"\",IF(INDIRECT(\"Measures!\"&AD$99&$B136)<>\"\",INDIRECT(\"Measures!\"&AD$99&$B136),\"\"),\"\")","v":""},{"$f":"IF($B136<>\"\",IF(INDIRECT(\"Measures!\"&AE$99&$B136)<>\"\",INDIRECT(\"Measures!\"&AE$99&$B136),\"\"),\"\")","v":""},{"$f":"IF($B136<>\"\",IF(INDIRECT(\"Measures!\"&AF$99&$B136)<>\"\",INDIRECT(\"Measures!\"&AF$99&$B136),\"\"),\"\")","v":""},{"$f":"IF($B136<>\"\",IF(INDIRECT(\"Measures!\"&AG$99&$B136)<>\"\",INDIRECT(\"Measures!\"&AG$99&$B136),\"\"),\"\")","v":""},{"$f":"IF($B136<>\"\",IF(INDIRECT(\"Measures!\"&AH$99&$B136)<>\"\",INDIRECT(\"Measures!\"&AH$99&$B136),\"\"),\"\")","v":""},{"$f":"INDEX('Measure Descriptions'!$A$10:$A$46,MATCH(Map_Elec_Mid[[#This Row],[Measure]],'Measure Descriptions'!$B$10:$B$46,0))","v":""},{"$f":"IF($B136<>\"\",IF(VLOOKUP(Map_Elec_Mid[[#This Row],[Measure]],'Measure Descriptions'!$B$10:$H$46,AJ$99,FALSE)<>\"\",VLOOKUP(Map_Elec_Mid[[#This Row],[Measure]],'Measure Descriptions'!$B$10:$H$46,AJ$99,FALSE),\"\"),\"\")","v":""},{"$f":"IF($B136<>\"\",IF(VLOOKUP(Map_Elec_Mid[[#This Row],[Measure]],'Measure Descriptions'!$B$10:$H$46,AK$99,FALSE)<>\"\",VLOOKUP(Map_Elec_Mid[[#This Row],[Measure]],'Measure Descriptions'!$B$10:$H$46,AK$99,FALSE),\"\"),\"\")","v":""},{"$f":"IF($B136<>\"\",IF(VLOOKUP(Map_Elec_Mid[[#This Row],[Measure]],'Measure Descriptions'!$B$10:$H$46,AL$99,FALSE)<>\"\",VLOOKUP(Map_Elec_Mid[[#This Row],[Measure]],'Measure Descriptions'!$B$10:$H$46,AL$99,FALSE),\"\"),\"\")","v":""},{"$f":"IF($B136<>\"\",IF(VLOOKUP(Map_Elec_Mid[[#This Row],[Measure]],'Measure Descriptions'!$B$10:$H$46,AM$99,FALSE)<>\"\",VLOOKUP(Map_Elec_Mid[[#This Row],[Measure]],'Measure Descriptions'!$B$10:$H$46,AM$99,FALSE),\"\"),\"\")","v":""},{"$f":"IF($B136<>\"\",IF(VLOOKUP(Map_Elec_Mid[[#This Row],[Measure]],'Measure Descriptions'!$B$10:$H$46,AN$99,FALSE)<>\"\",VLOOKUP(Map_Elec_Mid[[#This Row],[Measure]],'Measure Descriptions'!$B$10:$H$46,AN$99,FALSE),\"\"),\"\")","v":""},{"$f":"IF($B136<>\"\",IF(VLOOKUP(Map_Elec_Mid[[#This Row],[Measure]],'Measure Descriptions'!$B$10:$H$46,AO$99,FALSE)<>\"\",VLOOKUP(Map_Elec_Mid[[#This Row],[Measure]],'Measure Descriptions'!$B$10:$H$46,AO$99,FALSE),\"\"),\"\")","v":""},{"$f":"IF($B136<>\"\",IF(INDIRECT(\"Measures!\"&AP$99&$B136)<>\"\",INDIRECT(\"Measures!\"&AP$99&$B136),\"\"),\"\")","v":""},null,null,null,null,null,null,null,null,null,null,null,"","",{"$f":"IF($BA136<>\"\",IF(INDIRECT(\"Measures!\"&BD$99&$BA136)<>\"\",INDIRECT(\"Measures!\"&BD$99&$BA136),\"\"),\"\")","v":""},{"$f":"IF($BA136<>\"\",IF(INDIRECT(\"Measures!\"&BE$99&$BA136)<>\"\",INDIRECT(\"Measures!\"&BE$99&$BA136),\"\"),\"\")","v":""},{"$f":"IF($BA136<>\"\",IF(INDIRECT(\"Measures!\"&BF$99&$BA136)<>\"\",INDIRECT(\"Measures!\"&BF$99&$BA136),\"\"),\"\")","v":""},{"$f":"IF($BA136<>\"\",IF(INDIRECT(\"Measures!\"&BG$99&$BA136)<>\"\",INDIRECT(\"Measures!\"&BG$99&$BA136),\"\"),\"\")","v":""},{"$f":"IF($BA136<>\"\",IF(INDIRECT(\"Measures!\"&BH$99&$BA136)<>\"\",INDIRECT(\"Measures!\"&BH$99&$BA136),\"\"),\"\")","v":""},{"$f":"IF($BA136<>\"\",IF(INDIRECT(\"Measures!\"&BI$99&$BA136)<>\"\",INDIRECT(\"Measures!\"&BI$99&$BA136),\"\"),\"\")","v":""},{"$f":"IF($BA136<>\"\",IF(INDIRECT(\"Measures!\"&BJ$99&$BA136)<>\"\",INDIRECT(\"Measures!\"&BJ$99&$BA136),\"\"),\"\")","v":""},{"$f":"IF($BA136<>\"\",IF(INDIRECT(\"Measures!\"&BK$99&$BA136)<>\"\",INDIRECT(\"Measures!\"&BK$99&$BA136),\"\"),\"\")","v":""},{"$f":"IF($BA136<>\"\",IF(INDIRECT(\"Measures!\"&BL$99&$BA136)<>\"\",INDIRECT(\"Measures!\"&BL$99&$BA136),\"\"),\"\")","v":""},{"$f":"IF($BA136<>\"\",IF(INDIRECT(\"Measures!\"&BM$99&$BA136)<>\"\",INDIRECT(\"Measures!\"&BM$99&$BA136),\"\"),\"\")","v":""},{"$f":"IF($BA136<>\"\",IF(INDIRECT(\"Measures!\"&BN$99&$BA136)<>\"\",INDIRECT(\"Measures!\"&BN$99&$BA136),\"\"),\"\")","v":""},{"$f":"IF($BA136<>\"\",IF(INDIRECT(\"Measures!\"&BO$99&$BA136)<>\"\",INDIRECT(\"Measures!\"&BO$99&$BA136),\"\"),\"\")","v":""},{"$f":"IF($BA136<>\"\",IF(INDIRECT(\"Measures!\"&BP$99&$BA136)<>\"\",INDIRECT(\"Measures!\"&BP$99&$BA136),\"\"),\"\")","v":""},{"$f":"IF($BA136<>\"\",IF(INDIRECT(\"Measures!\"&BQ$99&$BA136)<>\"\",INDIRECT(\"Measures!\"&BQ$99&$BA136),\"\"),\"\")","v":""},{"$f":"IF($BA136<>\"\",IF(INDIRECT(\"Measures!\"&BR$99&$BA136)<>\"\",INDIRECT(\"Measures!\"&BR$99&$BA136),\"\"),\"\")","v":""},{"$f":"IF($BA136<>\"\",IF(INDIRECT(\"Measures!\"&BS$99&$BA136)<>\"\",INDIRECT(\"Measures!\"&BS$99&$BA136),\"\"),\"\")","v":""},{"$f":"IF($BA136<>\"\",IF(INDIRECT(\"Measures!\"&BT$99&$BA136)<>\"\",INDIRECT(\"Measures!\"&BT$99&$BA136),\"\"),\"\")","v":""},{"$f":"IF($BA136<>\"\",IF(INDIRECT(\"Measures!\"&BU$99&$BA136)<>\"\",INDIRECT(\"Measures!\"&BU$99&$BA136),\"\"),\"\")","v":""},{"$f":"IF($BA136<>\"\",IF(INDIRECT(\"Measures!\"&BV$99&$BA136)<>\"\",INDIRECT(\"Measures!\"&BV$99&$BA136),\"\"),\"\")","v":""},{"$f":"IF($BA136<>\"\",IF(INDIRECT(\"Measures!\"&BW$99&$BA136)<>\"\",INDIRECT(\"Measures!\"&BW$99&$BA136),\"\"),\"\")","v":""},{"$f":"IF($BA136<>\"\",IF(INDIRECT(\"Measures!\"&BX$99&$BA136)<>\"\",INDIRECT(\"Measures!\"&BX$99&$BA136),\"\"),\"\")","v":""},{"$f":"IF($BA136<>\"\",IF(INDIRECT(\"Measures!\"&BY$99&$BA136)<>\"\",INDIRECT(\"Measures!\"&BY$99&$BA136),\"\"),\"\")","v":""},{"$f":"IF($BA136<>\"\",IF(INDIRECT(\"Measures!\"&BZ$99&$BA136)<>\"\",INDIRECT(\"Measures!\"&BZ$99&$BA136),\"\"),\"\")","v":""},{"$f":"IF($BA136<>\"\",IF(INDIRECT(\"Measures!\"&CA$99&$BA136)<>\"\",INDIRECT(\"Measures!\"&CA$99&$BA136),\"\"),\"\")","v":""},{"$f":"IF($BA136<>\"\",IF(INDIRECT(\"Measures!\"&CB$99&$BA136)<>\"\",INDIRECT(\"Measures!\"&CB$99&$BA136),\"\"),\"\")","v":""},{"$f":"IF($BA136<>\"\",IF(INDIRECT(\"Measures!\"&CC$99&$BA136)<>\"\",INDIRECT(\"Measures!\"&CC$99&$BA136),\"\"),\"\")","v":""},{"$f":"IF($BA136<>\"\",IF(INDIRECT(\"Measures!\"&CD$99&$BA136)<>\"\",INDIRECT(\"Measures!\"&CD$99&$BA136),\"\"),\"\")","v":""},{"$f":"IF($BA136<>\"\",IF(INDIRECT(\"Measures!\"&CE$99&$BA136)<>\"\",INDIRECT(\"Measures!\"&CE$99&$BA136),\"\"),\"\")","v":""},{"$f":"IF($BA136<>\"\",IF(INDIRECT(\"Measures!\"&CF$99&$BA136)<>\"\",INDIRECT(\"Measures!\"&CF$99&$BA136),\"\"),\"\")","v":""},{"$f":"IF($BA136<>\"\",IF(INDIRECT(\"Measures!\"&CG$99&$BA136)<>\"\",INDIRECT(\"Measures!\"&CG$99&$BA136),\"\"),\"\")","v":""},{"$f":"INDEX('Measure Descriptions'!$A$10:$A$46,MATCH(Map_Gas_Mid[[#This Row],[Measure]],'Measure Descriptions'!$B$10:$B$46,0))","v":""},{"$f":"IF($BA136<>\"\",IF(VLOOKUP(Map_Gas_Mid[[#This Row],[Measure]],'Measure Descriptions'!$B$10:$H$46,CI$99,FALSE)<>\"\",VLOOKUP(Map_Gas_Mid[[#This Row],[Measure]],'Measure Descriptions'!$B$10:$H$46,CI$99,FALSE),\"\"),\"\")","v":""},{"$f":"IF($BA136<>\"\",IF(VLOOKUP(Map_Gas_Mid[[#This Row],[Measure]],'Measure Descriptions'!$B$10:$H$46,CJ$99,FALSE)<>\"\",VLOOKUP(Map_Gas_Mid[[#This Row],[Measure]],'Measure Descriptions'!$B$10:$H$46,CJ$99,FALSE),\"\"),\"\")","v":""},{"$f":"IF($BA136<>\"\",IF(VLOOKUP(Map_Gas_Mid[[#This Row],[Measure]],'Measure Descriptions'!$B$10:$H$46,CK$99,FALSE)<>\"\",VLOOKUP(Map_Gas_Mid[[#This Row],[Measure]],'Measure Descriptions'!$B$10:$H$46,CK$99,FALSE),\"\"),\"\")","v":""},{"$f":"IF($BA136<>\"\",IF(VLOOKUP(Map_Gas_Mid[[#This Row],[Measure]],'Measure Descriptions'!$B$10:$H$46,CL$99,FALSE)<>\"\",VLOOKUP(Map_Gas_Mid[[#This Row],[Measure]],'Measure Descriptions'!$B$10:$H$46,CL$99,FALSE),\"\"),\"\")","v":""},{"$f":"IF($BA136<>\"\",IF(VLOOKUP(Map_Gas_Mid[[#This Row],[Measure]],'Measure Descriptions'!$B$10:$H$46,CM$99,FALSE)<>\"\",VLOOKUP(Map_Gas_Mid[[#This Row],[Measure]],'Measure Descriptions'!$B$10:$H$46,CM$99,FALSE),\"\"),\"\")","v":""},{"$f":"IF($BA136<>\"\",IF(VLOOKUP(Map_Gas_Mid[[#This Row],[Measure]],'Measure Descriptions'!$B$10:$H$46,CN$99,FALSE)<>\"\",VLOOKUP(Map_Gas_Mid[[#This Row],[Measure]],'Measure Descriptions'!$B$10:$H$46,CN$99,FALSE),\"\"),\"\")","v":""},{"$f":"IF($BA136<>\"\",IF(INDIRECT(\"Measures!\"&CO$99&$BA136)<>\"\",INDIRECT(\"Measures!\"&CO$99&$BA136),\"\"),\"\")","v":""}]
[null,null,"","",{"$f":"IF($B137<>\"\",IF(INDIRECT(\"Measures!\"&E$99&$B137)<>\"\",INDIRECT(\"Measures!\"&E$99&$B137),\"\"),\"\")","v":""},{"$f":"IF($B137<>\"\",IF(INDIRECT(\"Measures!\"&F$99&$B137)<>\"\",INDIRECT(\"Measures!\"&F$99&$B137),\"\"),\"\")","v":""},{"$f":"IF($B137<>\"\",IF(INDIRECT(\"Measures!\"&G$99&$B137)<>\"\",INDIRECT(\"Measures!\"&G$99&$B137),\"\"),\"\")","v":""},{"$f":"IF($B137<>\"\",IF(INDIRECT(\"Measures!\"&H$99&$B137)<>\"\",INDIRECT(\"Measures!\"&H$99&$B137),\"\"),\"\")","v":""},{"$f":"IF($B137<>\"\",IF(INDIRECT(\"Measures!\"&I$99&$B137)<>\"\",INDIRECT(\"Measures!\"&I$99&$B137),\"\"),\"\")","v":""},{"$f":"IF($B137<>\"\",IF(INDIRECT(\"Measures!\"&J$99&$B137)<>\"\",INDIRECT(\"Measures!\"&J$99&$B137),\"\"),\"\")","v":""},{"$f":"IF($B137<>\"\",IF(INDIRECT(\"Measures!\"&K$99&$B137)<>\"\",INDIRECT(\"Measures!\"&K$99&$B137),\"\"),\"\")","v":""},{"$f":"IF($B137<>\"\",IF(INDIRECT(\"Measures!\"&L$99&$B137)<>\"\",INDIRECT(\"Measures!\"&L$99&$B137),\"\"),\"\")","v":""},{"$f":"IF($B137<>\"\",IF(INDIRECT(\"Measures!\"&M$99&$B137)<>\"\",INDIRECT(\"Measures!\"&M$99&$B137),\"\"),\"\")","v":""},{"$f":"IF($B137<>\"\",IF(INDIRECT(\"Measures!\"&N$99&$B137)<>\"\",INDIRECT(\"Measures!\"&N$99&$B137),\"\"),\"\")","v":""},{"$f":"IF($B137<>\"\",IF(INDIRECT(\"Measures!\"&O$99&$B137)<>\"\",INDIRECT(\"Measures!\"&O$99&$B137),\"\"),\"\")","v":""},{"$f":"IF($B137<>\"\",IF(INDIRECT(\"Measures!\"&P$99&$B137)<>\"\",INDIRECT(\"Measures!\"&P$99&$B137),\"\"),\"\")","v":""},{"$f":"IF($B137<>\"\",IF(INDIRECT(\"Measures!\"&Q$99&$B137)<>\"\",INDIRECT(\"Measures!\"&Q$99&$B137),\"\"),\"\")","v":""},{"$f":"IF($B137<>\"\",IF(INDIRECT(\"Measures!\"&R$99&$B137)<>\"\",INDIRECT(\"Measures!\"&R$99&$B137),\"\"),\"\")","v":""},{"$f":"IF($B137<>\"\",IF(INDIRECT(\"Measures!\"&S$99&$B137)<>\"\",INDIRECT(\"Measures!\"&S$99&$B137),\"\"),\"\")","v":""},{"$f":"IF($B137<>\"\",IF(INDIRECT(\"Measures!\"&T$99&$B137)<>\"\",INDIRECT(\"Measures!\"&T$99&$B137),\"\"),\"\")","v":""},{"$f":"IF($B137<>\"\",IF(INDIRECT(\"Measures!\"&U$99&$B137)<>\"\",INDIRECT(\"Measures!\"&U$99&$B137),\"\"),\"\")","v":""},{"$f":"IF($B137<>\"\",IF(INDIRECT(\"Measures!\"&V$99&$B137)<>\"\",INDIRECT(\"Measures!\"&V$99&$B137),\"\"),\"\")","v":""},{"$f":"IF($B137<>\"\",IF(INDIRECT(\"Measures!\"&W$99&$B137)<>\"\",INDIRECT(\"Measures!\"&W$99&$B137),\"\"),\"\")","v":""},{"$f":"IF($B137<>\"\",IF(INDIRECT(\"Measures!\"&X$99&$B137)<>\"\",INDIRECT(\"Measures!\"&X$99&$B137),\"\"),\"\")","v":""},{"$f":"IF($B137<>\"\",IF(INDIRECT(\"Measures!\"&Y$99&$B137)<>\"\",INDIRECT(\"Measures!\"&Y$99&$B137),\"\"),\"\")","v":""},{"$f":"IF($B137<>\"\",IF(INDIRECT(\"Measures!\"&Z$99&$B137)<>\"\",INDIRECT(\"Measures!\"&Z$99&$B137),\"\"),\"\")","v":""},{"$f":"IF($B137<>\"\",IF(INDIRECT(\"Measures!\"&AA$99&$B137)<>\"\",INDIRECT(\"Measures!\"&AA$99&$B137),\"\"),\"\")","v":""},{"$f":"IF($B137<>\"\",IF(INDIRECT(\"Measures!\"&AB$99&$B137)<>\"\",INDIRECT(\"Measures!\"&AB$99&$B137),\"\"),\"\")","v":""},{"$f":"IF($B137<>\"\",IF(INDIRECT(\"Measures!\"&AC$99&$B137)<>\"\",INDIRECT(\"Measures!\"&AC$99&$B137),\"\"),\"\")","v":""},{"$f":"IF($B137<>\"\",IF(INDIRECT(\"Measures!\"&AD$99&$B137)<>\"\",INDIRECT(\"Measures!\"&AD$99&$B137),\"\"),\"\")","v":""},{"$f":"IF($B137<>\"\",IF(INDIRECT(\"Measures!\"&AE$99&$B137)<>\"\",INDIRECT(\"Measures!\"&AE$99&$B137),\"\"),\"\")","v":""},{"$f":"IF($B137<>\"\",IF(INDIRECT(\"Measures!\"&AF$99&$B137)<>\"\",INDIRECT(\"Measures!\"&AF$99&$B137),\"\"),\"\")","v":""},{"$f":"IF($B137<>\"\",IF(INDIRECT(\"Measures!\"&AG$99&$B137)<>\"\",INDIRECT(\"Measures!\"&AG$99&$B137),\"\"),\"\")","v":""},{"$f":"IF($B137<>\"\",IF(INDIRECT(\"Measures!\"&AH$99&$B137)<>\"\",INDIRECT(\"Measures!\"&AH$99&$B137),\"\"),\"\")","v":""},{"$f":"INDEX('Measure Descriptions'!$A$10:$A$46,MATCH(Map_Elec_Mid[[#This Row],[Measure]],'Measure Descriptions'!$B$10:$B$46,0))","v":""},{"$f":"IF($B137<>\"\",IF(VLOOKUP(Map_Elec_Mid[[#This Row],[Measure]],'Measure Descriptions'!$B$10:$H$46,AJ$99,FALSE)<>\"\",VLOOKUP(Map_Elec_Mid[[#This Row],[Measure]],'Measure Descriptions'!$B$10:$H$46,AJ$99,FALSE),\"\"),\"\")","v":""},{"$f":"IF($B137<>\"\",IF(VLOOKUP(Map_Elec_Mid[[#This Row],[Measure]],'Measure Descriptions'!$B$10:$H$46,AK$99,FALSE)<>\"\",VLOOKUP(Map_Elec_Mid[[#This Row],[Measure]],'Measure Descriptions'!$B$10:$H$46,AK$99,FALSE),\"\"),\"\")","v":""},{"$f":"IF($B137<>\"\",IF(VLOOKUP(Map_Elec_Mid[[#This Row],[Measure]],'Measure Descriptions'!$B$10:$H$46,AL$99,FALSE)<>\"\",VLOOKUP(Map_Elec_Mid[[#This Row],[Measure]],'Measure Descriptions'!$B$10:$H$46,AL$99,FALSE),\"\"),\"\")","v":""},{"$f":"IF($B137<>\"\",IF(VLOOKUP(Map_Elec_Mid[[#This Row],[Measure]],'Measure Descriptions'!$B$10:$H$46,AM$99,FALSE)<>\"\",VLOOKUP(Map_Elec_Mid[[#This Row],[Measure]],'Measure Descriptions'!$B$10:$H$46,AM$99,FALSE),\"\"),\"\")","v":""},{"$f":"IF($B137<>\"\",IF(VLOOKUP(Map_Elec_Mid[[#This Row],[Measure]],'Measure Descriptions'!$B$10:$H$46,AN$99,FALSE)<>\"\",VLOOKUP(Map_Elec_Mid[[#This Row],[Measure]],'Measure Descriptions'!$B$10:$H$46,AN$99,FALSE),\"\"),\"\")","v":""},{"$f":"IF($B137<>\"\",IF(VLOOKUP(Map_Elec_Mid[[#This Row],[Measure]],'Measure Descriptions'!$B$10:$H$46,AO$99,FALSE)<>\"\",VLOOKUP(Map_Elec_Mid[[#This Row],[Measure]],'Measure Descriptions'!$B$10:$H$46,AO$99,FALSE),\"\"),\"\")","v":""},{"$f":"IF($B137<>\"\",IF(INDIRECT(\"Measures!\"&AP$99&$B137)<>\"\",INDIRECT(\"Measures!\"&AP$99&$B137),\"\"),\"\")","v":""},null,null,null,null,null,null,null,null,null,null,null,"","",{"$f":"IF($BA137<>\"\",IF(INDIRECT(\"Measures!\"&BD$99&$BA137)<>\"\",INDIRECT(\"Measures!\"&BD$99&$BA137),\"\"),\"\")","v":""},{"$f":"IF($BA137<>\"\",IF(INDIRECT(\"Measures!\"&BE$99&$BA137)<>\"\",INDIRECT(\"Measures!\"&BE$99&$BA137),\"\"),\"\")","v":""},{"$f":"IF($BA137<>\"\",IF(INDIRECT(\"Measures!\"&BF$99&$BA137)<>\"\",INDIRECT(\"Measures!\"&BF$99&$BA137),\"\"),\"\")","v":""},{"$f":"IF($BA137<>\"\",IF(INDIRECT(\"Measures!\"&BG$99&$BA137)<>\"\",INDIRECT(\"Measures!\"&BG$99&$BA137),\"\"),\"\")","v":""},{"$f":"IF($BA137<>\"\",IF(INDIRECT(\"Measures!\"&BH$99&$BA137)<>\"\",INDIRECT(\"Measures!\"&BH$99&$BA137),\"\"),\"\")","v":""},{"$f":"IF($BA137<>\"\",IF(INDIRECT(\"Measures!\"&BI$99&$BA137)<>\"\",INDIRECT(\"Measures!\"&BI$99&$BA137),\"\"),\"\")","v":""},{"$f":"IF($BA137<>\"\",IF(INDIRECT(\"Measures!\"&BJ$99&$BA137)<>\"\",INDIRECT(\"Measures!\"&BJ$99&$BA137),\"\"),\"\")","v":""},{"$f":"IF($BA137<>\"\",IF(INDIRECT(\"Measures!\"&BK$99&$BA137)<>\"\",INDIRECT(\"Measures!\"&BK$99&$BA137),\"\"),\"\")","v":""},{"$f":"IF($BA137<>\"\",IF(INDIRECT(\"Measures!\"&BL$99&$BA137)<>\"\",INDIRECT(\"Measures!\"&BL$99&$BA137),\"\"),\"\")","v":""},{"$f":"IF($BA137<>\"\",IF(INDIRECT(\"Measures!\"&BM$99&$BA137)<>\"\",INDIRECT(\"Measures!\"&BM$99&$BA137),\"\"),\"\")","v":""},{"$f":"IF($BA137<>\"\",IF(INDIRECT(\"Measures!\"&BN$99&$BA137)<>\"\",INDIRECT(\"Measures!\"&BN$99&$BA137),\"\"),\"\")","v":""},{"$f":"IF($BA137<>\"\",IF(INDIRECT(\"Measures!\"&BO$99&$BA137)<>\"\",INDIRECT(\"Measures!\"&BO$99&$BA137),\"\"),\"\")","v":""},{"$f":"IF($BA137<>\"\",IF(INDIRECT(\"Measures!\"&BP$99&$BA137)<>\"\",INDIRECT(\"Measures!\"&BP$99&$BA137),\"\"),\"\")","v":""},{"$f":"IF($BA137<>\"\",IF(INDIRECT(\"Measures!\"&BQ$99&$BA137)<>\"\",INDIRECT(\"Measures!\"&BQ$99&$BA137),\"\"),\"\")","v":""},{"$f":"IF($BA137<>\"\",IF(INDIRECT(\"Measures!\"&BR$99&$BA137)<>\"\",INDIRECT(\"Measures!\"&BR$99&$BA137),\"\"),\"\")","v":""},{"$f":"IF($BA137<>\"\",IF(INDIRECT(\"Measures!\"&BS$99&$BA137)<>\"\",INDIRECT(\"Measures!\"&BS$99&$BA137),\"\"),\"\")","v":""},{"$f":"IF($BA137<>\"\",IF(INDIRECT(\"Measures!\"&BT$99&$BA137)<>\"\",INDIRECT(\"Measures!\"&BT$99&$BA137),\"\"),\"\")","v":""},{"$f":"IF($BA137<>\"\",IF(INDIRECT(\"Measures!\"&BU$99&$BA137)<>\"\",INDIRECT(\"Measures!\"&BU$99&$BA137),\"\"),\"\")","v":""},{"$f":"IF($BA137<>\"\",IF(INDIRECT(\"Measures!\"&BV$99&$BA137)<>\"\",INDIRECT(\"Measures!\"&BV$99&$BA137),\"\"),\"\")","v":""},{"$f":"IF($BA137<>\"\",IF(INDIRECT(\"Measures!\"&BW$99&$BA137)<>\"\",INDIRECT(\"Measures!\"&BW$99&$BA137),\"\"),\"\")","v":""},{"$f":"IF($BA137<>\"\",IF(INDIRECT(\"Measures!\"&BX$99&$BA137)<>\"\",INDIRECT(\"Measures!\"&BX$99&$BA137),\"\"),\"\")","v":""},{"$f":"IF($BA137<>\"\",IF(INDIRECT(\"Measures!\"&BY$99&$BA137)<>\"\",INDIRECT(\"Measures!\"&BY$99&$BA137),\"\"),\"\")","v":""},{"$f":"IF($BA137<>\"\",IF(INDIRECT(\"Measures!\"&BZ$99&$BA137)<>\"\",INDIRECT(\"Measures!\"&BZ$99&$BA137),\"\"),\"\")","v":""},{"$f":"IF($BA137<>\"\",IF(INDIRECT(\"Measures!\"&CA$99&$BA137)<>\"\",INDIRECT(\"Measures!\"&CA$99&$BA137),\"\"),\"\")","v":""},{"$f":"IF($BA137<>\"\",IF(INDIRECT(\"Measures!\"&CB$99&$BA137)<>\"\",INDIRECT(\"Measures!\"&CB$99&$BA137),\"\"),\"\")","v":""},{"$f":"IF($BA137<>\"\",IF(INDIRECT(\"Measures!\"&CC$99&$BA137)<>\"\",INDIRECT(\"Measures!\"&CC$99&$BA137),\"\"),\"\")","v":""},{"$f":"IF($BA137<>\"\",IF(INDIRECT(\"Measures!\"&CD$99&$BA137)<>\"\",INDIRECT(\"Measures!\"&CD$99&$BA137),\"\"),\"\")","v":""},{"$f":"IF($BA137<>\"\",IF(INDIRECT(\"Measures!\"&CE$99&$BA137)<>\"\",INDIRECT(\"Measures!\"&CE$99&$BA137),\"\"),\"\")","v":""},{"$f":"IF($BA137<>\"\",IF(INDIRECT(\"Measures!\"&CF$99&$BA137)<>\"\",INDIRECT(\"Measures!\"&CF$99&$BA137),\"\"),\"\")","v":""},{"$f":"IF($BA137<>\"\",IF(INDIRECT(\"Measures!\"&CG$99&$BA137)<>\"\",INDIRECT(\"Measures!\"&CG$99&$BA137),\"\"),\"\")","v":""},{"$f":"INDEX('Measure Descriptions'!$A$10:$A$46,MATCH(Map_Gas_Mid[[#This Row],[Measure]],'Measure Descriptions'!$B$10:$B$46,0))","v":""},{"$f":"IF($BA137<>\"\",IF(VLOOKUP(Map_Gas_Mid[[#This Row],[Measure]],'Measure Descriptions'!$B$10:$H$46,CI$99,FALSE)<>\"\",VLOOKUP(Map_Gas_Mid[[#This Row],[Measure]],'Measure Descriptions'!$B$10:$H$46,CI$99,FALSE),\"\"),\"\")","v":""},{"$f":"IF($BA137<>\"\",IF(VLOOKUP(Map_Gas_Mid[[#This Row],[Measure]],'Measure Descriptions'!$B$10:$H$46,CJ$99,FALSE)<>\"\",VLOOKUP(Map_Gas_Mid[[#This Row],[Measure]],'Measure Descriptions'!$B$10:$H$46,CJ$99,FALSE),\"\"),\"\")","v":""},{"$f":"IF($BA137<>\"\",IF(VLOOKUP(Map_Gas_Mid[[#This Row],[Measure]],'Measure Descriptions'!$B$10:$H$46,CK$99,FALSE)<>\"\",VLOOKUP(Map_Gas_Mid[[#This Row],[Measure]],'Measure Descriptions'!$B$10:$H$46,CK$99,FALSE),\"\"),\"\")","v":""},{"$f":"IF($BA137<>\"\",IF(VLOOKUP(Map_Gas_Mid[[#This Row],[Measure]],'Measure Descriptions'!$B$10:$H$46,CL$99,FALSE)<>\"\",VLOOKUP(Map_Gas_Mid[[#This Row],[Measure]],'Measure Descriptions'!$B$10:$H$46,CL$99,FALSE),\"\"),\"\")","v":""},{"$f":"IF($BA137<>\"\",IF(VLOOKUP(Map_Gas_Mid[[#This Row],[Measure]],'Measure Descriptions'!$B$10:$H$46,CM$99,FALSE)<>\"\",VLOOKUP(Map_Gas_Mid[[#This Row],[Measure]],'Measure Descriptions'!$B$10:$H$46,CM$99,FALSE),\"\"),\"\")","v":""},{"$f":"IF($BA137<>\"\",IF(VLOOKUP(Map_Gas_Mid[[#This Row],[Measure]],'Measure Descriptions'!$B$10:$H$46,CN$99,FALSE)<>\"\",VLOOKUP(Map_Gas_Mid[[#This Row],[Measure]],'Measure Descriptions'!$B$10:$H$46,CN$99,FALSE),\"\"),\"\")","v":""},{"$f":"IF($BA137<>\"\",IF(INDIRECT(\"Measures!\"&CO$99&$BA137)<>\"\",INDIRECT(\"Measures!\"&CO$99&$BA137),\"\"),\"\")","v":""}]
[null,null,"","",{"$f":"IF($B138<>\"\",IF(INDIRECT(\"Measures!\"&E$99&$B138)<>\"\",INDIRECT(\"Measures!\"&E$99&$B138),\"\"),\"\")","v":""},{"$f":"IF($B138<>\"\",IF(INDIRECT(\"Measures!\"&F$99&$B138)<>\"\",INDIRECT(\"Measures!\"&F$99&$B138),\"\"),\"\")","v":""},{"$f":"IF($B138<>\"\",IF(INDIRECT(\"Measures!\"&G$99&$B138)<>\"\",INDIRECT(\"Measures!\"&G$99&$B138),\"\"),\"\")","v":""},{"$f":"IF($B138<>\"\",IF(INDIRECT(\"Measures!\"&H$99&$B138)<>\"\",INDIRECT(\"Measures!\"&H$99&$B138),\"\"),\"\")","v":""},{"$f":"IF($B138<>\"\",IF(INDIRECT(\"Measures!\"&I$99&$B138)<>\"\",INDIRECT(\"Measures!\"&I$99&$B138),\"\"),\"\")","v":""},{"$f":"IF($B138<>\"\",IF(INDIRECT(\"Measures!\"&J$99&$B138)<>\"\",INDIRECT(\"Measures!\"&J$99&$B138),\"\"),\"\")","v":""},{"$f":"IF($B138<>\"\",IF(INDIRECT(\"Measures!\"&K$99&$B138)<>\"\",INDIRECT(\"Measures!\"&K$99&$B138),\"\"),\"\")","v":""},{"$f":"IF($B138<>\"\",IF(INDIRECT(\"Measures!\"&L$99&$B138)<>\"\",INDIRECT(\"Measures!\"&L$99&$B138),\"\"),\"\")","v":""},{"$f":"IF($B138<>\"\",IF(INDIRECT(\"Measures!\"&M$99&$B138)<>\"\",INDIRECT(\"Measures!\"&M$99&$B138),\"\"),\"\")","v":""},{"$f":"IF($B138<>\"\",IF(INDIRECT(\"Measures!\"&N$99&$B138)<>\"\",INDIRECT(\"Measures!\"&N$99&$B138),\"\"),\"\")","v":""},{"$f":"IF($B138<>\"\",IF(INDIRECT(\"Measures!\"&O$99&$B138)<>\"\",INDIRECT(\"Measures!\"&O$99&$B138),\"\"),\"\")","v":""},{"$f":"IF($B138<>\"\",IF(INDIRECT(\"Measures!\"&P$99&$B138)<>\"\",INDIRECT(\"Measures!\"&P$99&$B138),\"\"),\"\")","v":""},{"$f":"IF($B138<>\"\",IF(INDIRECT(\"Measures!\"&Q$99&$B138)<>\"\",INDIRECT(\"Measures!\"&Q$99&$B138),\"\"),\"\")","v":""},{"$f":"IF($B138<>\"\",IF(INDIRECT(\"Measures!\"&R$99&$B138)<>\"\",INDIRECT(\"Measures!\"&R$99&$B138),\"\"),\"\")","v":""},{"$f":"IF($B138<>\"\",IF(INDIRECT(\"Measures!\"&S$99&$B138)<>\"\",INDIRECT(\"Measures!\"&S$99&$B138),\"\"),\"\")","v":""},{"$f":"IF($B138<>\"\",IF(INDIRECT(\"Measures!\"&T$99&$B138)<>\"\",INDIRECT(\"Measures!\"&T$99&$B138),\"\"),\"\")","v":""},{"$f":"IF($B138<>\"\",IF(INDIRECT(\"Measures!\"&U$99&$B138)<>\"\",INDIRECT(\"Measures!\"&U$99&$B138),\"\"),\"\")","v":""},{"$f":"IF($B138<>\"\",IF(INDIRECT(\"Measures!\"&V$99&$B138)<>\"\",INDIRECT(\"Measures!\"&V$99&$B138),\"\"),\"\")","v":""},{"$f":"IF($B138<>\"\",IF(INDIRECT(\"Measures!\"&W$99&$B138)<>\"\",INDIRECT(\"Measures!\"&W$99&$B138),\"\"),\"\")","v":""},{"$f":"IF($B138<>\"\",IF(INDIRECT(\"Measures!\"&X$99&$B138)<>\"\",INDIRECT(\"Measures!\"&X$99&$B138),\"\"),\"\")","v":""},{"$f":"IF($B138<>\"\",IF(INDIRECT(\"Measures!\"&Y$99&$B138)<>\"\",INDIRECT(\"Measures!\"&Y$99&$B138),\"\"),\"\")","v":""},{"$f":"IF($B138<>\"\",IF(INDIRECT(\"Measures!\"&Z$99&$B138)<>\"\",INDIRECT(\"Measures!\"&Z$99&$B138),\"\"),\"\")","v":""},{"$f":"IF($B138<>\"\",IF(INDIRECT(\"Measures!\"&AA$99&$B138)<>\"\",INDIRECT(\"Measures!\"&AA$99&$B138),\"\"),\"\")","v":""},{"$f":"IF($B138<>\"\",IF(INDIRECT(\"Measures!\"&AB$99&$B138)<>\"\",INDIRECT(\"Measures!\"&AB$99&$B138),\"\"),\"\")","v":""},{"$f":"IF($B138<>\"\",IF(INDIRECT(\"Measures!\"&AC$99&$B138)<>\"\",INDIRECT(\"Measures!\"&AC$99&$B138),\"\"),\"\")","v":""},{"$f":"IF($B138<>\"\",IF(INDIRECT(\"Measures!\"&AD$99&$B138)<>\"\",INDIRECT(\"Measures!\"&AD$99&$B138),\"\"),\"\")","v":""},{"$f":"IF($B138<>\"\",IF(INDIRECT(\"Measures!\"&AE$99&$B138)<>\"\",INDIRECT(\"Measures!\"&AE$99&$B138),\"\"),\"\")","v":""},{"$f":"IF($B138<>\"\",IF(INDIRECT(\"Measures!\"&AF$99&$B138)<>\"\",INDIRECT(\"Measures!\"&AF$99&$B138),\"\"),\"\")","v":""},{"$f":"IF($B138<>\"\",IF(INDIRECT(\"Measures!\"&AG$99&$B138)<>\"\",INDIRECT(\"Measures!\"&AG$99&$B138),\"\"),\"\")","v":""},{"$f":"IF($B138<>\"\",IF(INDIRECT(\"Measures!\"&AH$99&$B138)<>\"\",INDIRECT(\"Measures!\"&AH$99&$B138),\"\"),\"\")","v":""},{"$f":"INDEX('Measure Descriptions'!$A$10:$A$46,MATCH(Map_Elec_Mid[[#This Row],[Measure]],'Measure Descriptions'!$B$10:$B$46,0))","v":""},{"$f":"IF($B138<>\"\",IF(VLOOKUP(Map_Elec_Mid[[#This Row],[Measure]],'Measure Descriptions'!$B$10:$H$46,AJ$99,FALSE)<>\"\",VLOOKUP(Map_Elec_Mid[[#This Row],[Measure]],'Measure Descriptions'!$B$10:$H$46,AJ$99,FALSE),\"\"),\"\")","v":""},{"$f":"IF($B138<>\"\",IF(VLOOKUP(Map_Elec_Mid[[#This Row],[Measure]],'Measure Descriptions'!$B$10:$H$46,AK$99,FALSE)<>\"\",VLOOKUP(Map_Elec_Mid[[#This Row],[Measure]],'Measure Descriptions'!$B$10:$H$46,AK$99,FALSE),\"\"),\"\")","v":""},{"$f":"IF($B138<>\"\",IF(VLOOKUP(Map_Elec_Mid[[#This Row],[Measure]],'Measure Descriptions'!$B$10:$H$46,AL$99,FALSE)<>\"\",VLOOKUP(Map_Elec_Mid[[#This Row],[Measure]],'Measure Descriptions'!$B$10:$H$46,AL$99,FALSE),\"\"),\"\")","v":""},{"$f":"IF($B138<>\"\",IF(VLOOKUP(Map_Elec_Mid[[#This Row],[Measure]],'Measure Descriptions'!$B$10:$H$46,AM$99,FALSE)<>\"\",VLOOKUP(Map_Elec_Mid[[#This Row],[Measure]],'Measure Descriptions'!$B$10:$H$46,AM$99,FALSE),\"\"),\"\")","v":""},{"$f":"IF($B138<>\"\",IF(VLOOKUP(Map_Elec_Mid[[#This Row],[Measure]],'Measure Descriptions'!$B$10:$H$46,AN$99,FALSE)<>\"\",VLOOKUP(Map_Elec_Mid[[#This Row],[Measure]],'Measure Descriptions'!$B$10:$H$46,AN$99,FALSE),\"\"),\"\")","v":""},{"$f":"IF($B138<>\"\",IF(VLOOKUP(Map_Elec_Mid[[#This Row],[Measure]],'Measure Descriptions'!$B$10:$H$46,AO$99,FALSE)<>\"\",VLOOKUP(Map_Elec_Mid[[#This Row],[Measure]],'Measure Descriptions'!$B$10:$H$46,AO$99,FALSE),\"\"),\"\")","v":""},{"$f":"IF($B138<>\"\",IF(INDIRECT(\"Measures!\"&AP$99&$B138)<>\"\",INDIRECT(\"Measures!\"&AP$99&$B138),\"\"),\"\")","v":""},null,null,null,null,null,null,null,null,null,null,null,"","",{"$f":"IF($BA138<>\"\",IF(INDIRECT(\"Measures!\"&BD$99&$BA138)<>\"\",INDIRECT(\"Measures!\"&BD$99&$BA138),\"\"),\"\")","v":""},{"$f":"IF($BA138<>\"\",IF(INDIRECT(\"Measures!\"&BE$99&$BA138)<>\"\",INDIRECT(\"Measures!\"&BE$99&$BA138),\"\"),\"\")","v":""},{"$f":"IF($BA138<>\"\",IF(INDIRECT(\"Measures!\"&BF$99&$BA138)<>\"\",INDIRECT(\"Measures!\"&BF$99&$BA138),\"\"),\"\")","v":""},{"$f":"IF($BA138<>\"\",IF(INDIRECT(\"Measures!\"&BG$99&$BA138)<>\"\",INDIRECT(\"Measures!\"&BG$99&$BA138),\"\"),\"\")","v":""},{"$f":"IF($BA138<>\"\",IF(INDIRECT(\"Measures!\"&BH$99&$BA138)<>\"\",INDIRECT(\"Measures!\"&BH$99&$BA138),\"\"),\"\")","v":""},{"$f":"IF($BA138<>\"\",IF(INDIRECT(\"Measures!\"&BI$99&$BA138)<>\"\",INDIRECT(\"Measures!\"&BI$99&$BA138),\"\"),\"\")","v":""},{"$f":"IF($BA138<>\"\",IF(INDIRECT(\"Measures!\"&BJ$99&$BA138)<>\"\",INDIRECT(\"Measures!\"&BJ$99&$BA138),\"\"),\"\")","v":""},{"$f":"IF($BA138<>\"\",IF(INDIRECT(\"Measures!\"&BK$99&$BA138)<>\"\",INDIRECT(\"Measures!\"&BK$99&$BA138),\"\"),\"\")","v":""},{"$f":"IF($BA138<>\"\",IF(INDIRECT(\"Measures!\"&BL$99&$BA138)<>\"\",INDIRECT(\"Measures!\"&BL$99&$BA138),\"\"),\"\")","v":""},{"$f":"IF($BA138<>\"\",IF(INDIRECT(\"Measures!\"&BM$99&$BA138)<>\"\",INDIRECT(\"Measures!\"&BM$99&$BA138),\"\"),\"\")","v":""},{"$f":"IF($BA138<>\"\",IF(INDIRECT(\"Measures!\"&BN$99&$BA138)<>\"\",INDIRECT(\"Measures!\"&BN$99&$BA138),\"\"),\"\")","v":""},{"$f":"IF($BA138<>\"\",IF(INDIRECT(\"Measures!\"&BO$99&$BA138)<>\"\",INDIRECT(\"Measures!\"&BO$99&$BA138),\"\"),\"\")","v":""},{"$f":"IF($BA138<>\"\",IF(INDIRECT(\"Measures!\"&BP$99&$BA138)<>\"\",INDIRECT(\"Measures!\"&BP$99&$BA138),\"\"),\"\")","v":""},{"$f":"IF($BA138<>\"\",IF(INDIRECT(\"Measures!\"&BQ$99&$BA138)<>\"\",INDIRECT(\"Measures!\"&BQ$99&$BA138),\"\"),\"\")","v":""},{"$f":"IF($BA138<>\"\",IF(INDIRECT(\"Measures!\"&BR$99&$BA138)<>\"\",INDIRECT(\"Measures!\"&BR$99&$BA138),\"\"),\"\")","v":""},{"$f":"IF($BA138<>\"\",IF(INDIRECT(\"Measures!\"&BS$99&$BA138)<>\"\",INDIRECT(\"Measures!\"&BS$99&$BA138),\"\"),\"\")","v":""},{"$f":"IF($BA138<>\"\",IF(INDIRECT(\"Measures!\"&BT$99&$BA138)<>\"\",INDIRECT(\"Measures!\"&BT$99&$BA138),\"\"),\"\")","v":""},{"$f":"IF($BA138<>\"\",IF(INDIRECT(\"Measures!\"&BU$99&$BA138)<>\"\",INDIRECT(\"Measures!\"&BU$99&$BA138),\"\"),\"\")","v":""},{"$f":"IF($BA138<>\"\",IF(INDIRECT(\"Measures!\"&BV$99&$BA138)<>\"\",INDIRECT(\"Measures!\"&BV$99&$BA138),\"\"),\"\")","v":""},{"$f":"IF($BA138<>\"\",IF(INDIRECT(\"Measures!\"&BW$99&$BA138)<>\"\",INDIRECT(\"Measures!\"&BW$99&$BA138),\"\"),\"\")","v":""},{"$f":"IF($BA138<>\"\",IF(INDIRECT(\"Measures!\"&BX$99&$BA138)<>\"\",INDIRECT(\"Measures!\"&BX$99&$BA138),\"\"),\"\")","v":""},{"$f":"IF($BA138<>\"\",IF(INDIRECT(\"Measures!\"&BY$99&$BA138)<>\"\",INDIRECT(\"Measures!\"&BY$99&$BA138),\"\"),\"\")","v":""},{"$f":"IF($BA138<>\"\",IF(INDIRECT(\"Measures!\"&BZ$99&$BA138)<>\"\",INDIRECT(\"Measures!\"&BZ$99&$BA138),\"\"),\"\")","v":""},{"$f":"IF($BA138<>\"\",IF(INDIRECT(\"Measures!\"&CA$99&$BA138)<>\"\",INDIRECT(\"Measures!\"&CA$99&$BA138),\"\"),\"\")","v":""},{"$f":"IF($BA138<>\"\",IF(INDIRECT(\"Measures!\"&CB$99&$BA138)<>\"\",INDIRECT(\"Measures!\"&CB$99&$BA138),\"\"),\"\")","v":""},{"$f":"IF($BA138<>\"\",IF(INDIRECT(\"Measures!\"&CC$99&$BA138)<>\"\",INDIRECT(\"Measures!\"&CC$99&$BA138),\"\"),\"\")","v":""},{"$f":"IF($BA138<>\"\",IF(INDIRECT(\"Measures!\"&CD$99&$BA138)<>\"\",INDIRECT(\"Measures!\"&CD$99&$BA138),\"\"),\"\")","v":""},{"$f":"IF($BA138<>\"\",IF(INDIRECT(\"Measures!\"&CE$99&$BA138)<>\"\",INDIRECT(\"Measures!\"&CE$99&$BA138),\"\"),\"\")","v":""},{"$f":"IF($BA138<>\"\",IF(INDIRECT(\"Measures!\"&CF$99&$BA138)<>\"\",INDIRECT(\"Measures!\"&CF$99&$BA138),\"\"),\"\")","v":""},{"$f":"IF($BA138<>\"\",IF(INDIRECT(\"Measures!\"&CG$99&$BA138)<>\"\",INDIRECT(\"Measures!\"&CG$99&$BA138),\"\"),\"\")","v":""},{"$f":"INDEX('Measure Descriptions'!$A$10:$A$46,MATCH(Map_Gas_Mid[[#This Row],[Measure]],'Measure Descriptions'!$B$10:$B$46,0))","v":""},{"$f":"IF($BA138<>\"\",IF(VLOOKUP(Map_Gas_Mid[[#This Row],[Measure]],'Measure Descriptions'!$B$10:$H$46,CI$99,FALSE)<>\"\",VLOOKUP(Map_Gas_Mid[[#This Row],[Measure]],'Measure Descriptions'!$B$10:$H$46,CI$99,FALSE),\"\"),\"\")","v":""},{"$f":"IF($BA138<>\"\",IF(VLOOKUP(Map_Gas_Mid[[#This Row],[Measure]],'Measure Descriptions'!$B$10:$H$46,CJ$99,FALSE)<>\"\",VLOOKUP(Map_Gas_Mid[[#This Row],[Measure]],'Measure Descriptions'!$B$10:$H$46,CJ$99,FALSE),\"\"),\"\")","v":""},{"$f":"IF($BA138<>\"\",IF(VLOOKUP(Map_Gas_Mid[[#This Row],[Measure]],'Measure Descriptions'!$B$10:$H$46,CK$99,FALSE)<>\"\",VLOOKUP(Map_Gas_Mid[[#This Row],[Measure]],'Measure Descriptions'!$B$10:$H$46,CK$99,FALSE),\"\"),\"\")","v":""},{"$f":"IF($BA138<>\"\",IF(VLOOKUP(Map_Gas_Mid[[#This Row],[Measure]],'Measure Descriptions'!$B$10:$H$46,CL$99,FALSE)<>\"\",VLOOKUP(Map_Gas_Mid[[#This Row],[Measure]],'Measure Descriptions'!$B$10:$H$46,CL$99,FALSE),\"\"),\"\")","v":""},{"$f":"IF($BA138<>\"\",IF(VLOOKUP(Map_Gas_Mid[[#This Row],[Measure]],'Measure Descriptions'!$B$10:$H$46,CM$99,FALSE)<>\"\",VLOOKUP(Map_Gas_Mid[[#This Row],[Measure]],'Measure Descriptions'!$B$10:$H$46,CM$99,FALSE),\"\"),\"\")","v":""},{"$f":"IF($BA138<>\"\",IF(VLOOKUP(Map_Gas_Mid[[#This Row],[Measure]],'Measure Descriptions'!$B$10:$H$46,CN$99,FALSE)<>\"\",VLOOKUP(Map_Gas_Mid[[#This Row],[Measure]],'Measure Descriptions'!$B$10:$H$46,CN$99,FALSE),\"\"),\"\")","v":""},{"$f":"IF($BA138<>\"\",IF(INDIRECT(\"Measures!\"&CO$99&$BA138)<>\"\",INDIRECT(\"Measures!\"&CO$99&$BA138),\"\"),\"\")","v":""}]
[null,null,"","",{"$f":"IF($B139<>\"\",IF(INDIRECT(\"Measures!\"&E$99&$B139)<>\"\",INDIRECT(\"Measures!\"&E$99&$B139),\"\"),\"\")","v":""},{"$f":"IF($B139<>\"\",IF(INDIRECT(\"Measures!\"&F$99&$B139)<>\"\",INDIRECT(\"Measures!\"&F$99&$B139),\"\"),\"\")","v":""},{"$f":"IF($B139<>\"\",IF(INDIRECT(\"Measures!\"&G$99&$B139)<>\"\",INDIRECT(\"Measures!\"&G$99&$B139),\"\"),\"\")","v":""},{"$f":"IF($B139<>\"\",IF(INDIRECT(\"Measures!\"&H$99&$B139)<>\"\",INDIRECT(\"Measures!\"&H$99&$B139),\"\"),\"\")","v":""},{"$f":"IF($B139<>\"\",IF(INDIRECT(\"Measures!\"&I$99&$B139)<>\"\",INDIRECT(\"Measures!\"&I$99&$B139),\"\"),\"\")","v":""},{"$f":"IF($B139<>\"\",IF(INDIRECT(\"Measures!\"&J$99&$B139)<>\"\",INDIRECT(\"Measures!\"&J$99&$B139),\"\"),\"\")","v":""},{"$f":"IF($B139<>\"\",IF(INDIRECT(\"Measures!\"&K$99&$B139)<>\"\",INDIRECT(\"Measures!\"&K$99&$B139),\"\"),\"\")","v":""},{"$f":"IF($B139<>\"\",IF(INDIRECT(\"Measures!\"&L$99&$B139)<>\"\",INDIRECT(\"Measures!\"&L$99&$B139),\"\"),\"\")","v":""},{"$f":"IF($B139<>\"\",IF(INDIRECT(\"Measures!\"&M$99&$B139)<>\"\",INDIRECT(\"Measures!\"&M$99&$B139),\"\"),\"\")","v":""},{"$f":"IF($B139<>\"\",IF(INDIRECT(\"Measures!\"&N$99&$B139)<>\"\",INDIRECT(\"Measures!\"&N$99&$B139),\"\"),\"\")","v":""},{"$f":"IF($B139<>\"\",IF(INDIRECT(\"Measures!\"&O$99&$B139)<>\"\",INDIRECT(\"Measures!\"&O$99&$B139),\"\"),\"\")","v":""},{"$f":"IF($B139<>\"\",IF(INDIRECT(\"Measures!\"&P$99&$B139)<>\"\",INDIRECT(\"Measures!\"&P$99&$B139),\"\"),\"\")","v":""},{"$f":"IF($B139<>\"\",IF(INDIRECT(\"Measures!\"&Q$99&$B139)<>\"\",INDIRECT(\"Measures!\"&Q$99&$B139),\"\"),\"\")","v":""},{"$f":"IF($B139<>\"\",IF(INDIRECT(\"Measures!\"&R$99&$B139)<>\"\",INDIRECT(\"Measures!\"&R$99&$B139),\"\"),\"\")","v":""},{"$f":"IF($B139<>\"\",IF(INDIRECT(\"Measures!\"&S$99&$B139)<>\"\",INDIRECT(\"Measures!\"&S$99&$B139),\"\"),\"\")","v":""},{"$f":"IF($B139<>\"\",IF(INDIRECT(\"Measures!\"&T$99&$B139)<>\"\",INDIRECT(\"Measures!\"&T$99&$B139),\"\"),\"\")","v":""},{"$f":"IF($B139<>\"\",IF(INDIRECT(\"Measures!\"&U$99&$B139)<>\"\",INDIRECT(\"Measures!\"&U$99&$B139),\"\"),\"\")","v":""},{"$f":"IF($B139<>\"\",IF(INDIRECT(\"Measures!\"&V$99&$B139)<>\"\",INDIRECT(\"Measures!\"&V$99&$B139),\"\"),\"\")","v":""},{"$f":"IF($B139<>\"\",IF(INDIRECT(\"Measures!\"&W$99&$B139)<>\"\",INDIRECT(\"Measures!\"&W$99&$B139),\"\"),\"\")","v":""},{"$f":"IF($B139<>\"\",IF(INDIRECT(\"Measures!\"&X$99&$B139)<>\"\",INDIRECT(\"Measures!\"&X$99&$B139),\"\"),\"\")","v":""},{"$f":"IF($B139<>\"\",IF(INDIRECT(\"Measures!\"&Y$99&$B139)<>\"\",INDIRECT(\"Measures!\"&Y$99&$B139),\"\"),\"\")","v":""},{"$f":"IF($B139<>\"\",IF(INDIRECT(\"Measures!\"&Z$99&$B139)<>\"\",INDIRECT(\"Measures!\"&Z$99&$B139),\"\"),\"\")","v":""},{"$f":"IF($B139<>\"\",IF(INDIRECT(\"Measures!\"&AA$99&$B139)<>\"\",INDIRECT(\"Measures!\"&AA$99&$B139),\"\"),\"\")","v":""},{"$f":"IF($B139<>\"\",IF(INDIRECT(\"Measures!\"&AB$99&$B139)<>\"\",INDIRECT(\"Measures!\"&AB$99&$B139),\"\"),\"\")","v":""},{"$f":"IF($B139<>\"\",IF(INDIRECT(\"Measures!\"&AC$99&$B139)<>\"\",INDIRECT(\"Measures!\"&AC$99&$B139),\"\"),\"\")","v":""},{"$f":"IF($B139<>\"\",IF(INDIRECT(\"Measures!\"&AD$99&$B139)<>\"\",INDIRECT(\"Measures!\"&AD$99&$B139),\"\"),\"\")","v":""},{"$f":"IF($B139<>\"\",IF(INDIRECT(\"Measures!\"&AE$99&$B139)<>\"\",INDIRECT(\"Measures!\"&AE$99&$B139),\"\"),\"\")","v":""},{"$f":"IF($B139<>\"\",IF(INDIRECT(\"Measures!\"&AF$99&$B139)<>\"\",INDIRECT(\"Measures!\"&AF$99&$B139),\"\"),\"\")","v":""},{"$f":"IF($B139<>\"\",IF(INDIRECT(\"Measures!\"&AG$99&$B139)<>\"\",INDIRECT(\"Measures!\"&AG$99&$B139),\"\"),\"\")","v":""},{"$f":"IF($B139<>\"\",IF(INDIRECT(\"Measures!\"&AH$99&$B139)<>\"\",INDIRECT(\"Measures!\"&AH$99&$B139),\"\"),\"\")","v":""},{"$f":"INDEX('Measure Descriptions'!$A$10:$A$46,MATCH(Map_Elec_Mid[[#This Row],[Measure]],'Measure Descriptions'!$B$10:$B$46,0))","v":""},{"$f":"IF($B139<>\"\",IF(VLOOKUP(Map_Elec_Mid[[#This Row],[Measure]],'Measure Descriptions'!$B$10:$H$46,AJ$99,FALSE)<>\"\",VLOOKUP(Map_Elec_Mid[[#This Row],[Measure]],'Measure Descriptions'!$B$10:$H$46,AJ$99,FALSE),\"\"),\"\")","v":""},{"$f":"IF($B139<>\"\",IF(VLOOKUP(Map_Elec_Mid[[#This Row],[Measure]],'Measure Descriptions'!$B$10:$H$46,AK$99,FALSE)<>\"\",VLOOKUP(Map_Elec_Mid[[#This Row],[Measure]],'Measure Descriptions'!$B$10:$H$46,AK$99,FALSE),\"\"),\"\")","v":""},{"$f":"IF($B139<>\"\",IF(VLOOKUP(Map_Elec_Mid[[#This Row],[Measure]],'Measure Descriptions'!$B$10:$H$46,AL$99,FALSE)<>\"\",VLOOKUP(Map_Elec_Mid[[#This Row],[Measure]],'Measure Descriptions'!$B$10:$H$46,AL$99,FALSE),\"\"),\"\")","v":""},{"$f":"IF($B139<>\"\",IF(VLOOKUP(Map_Elec_Mid[[#This Row],[Measure]],'Measure Descriptions'!$B$10:$H$46,AM$99,FALSE)<>\"\",VLOOKUP(Map_Elec_Mid[[#This Row],[Measure]],'Measure Descriptions'!$B$10:$H$46,AM$99,FALSE),\"\"),\"\")","v":""},{"$f":"IF($B139<>\"\",IF(VLOOKUP(Map_Elec_Mid[[#This Row],[Measure]],'Measure Descriptions'!$B$10:$H$46,AN$99,FALSE)<>\"\",VLOOKUP(Map_Elec_Mid[[#This Row],[Measure]],'Measure Descriptions'!$B$10:$H$46,AN$99,FALSE),\"\"),\"\")","v":""},{"$f":"IF($B139<>\"\",IF(VLOOKUP(Map_Elec_Mid[[#This Row],[Measure]],'Measure Descriptions'!$B$10:$H$46,AO$99,FALSE)<>\"\",VLOOKUP(Map_Elec_Mid[[#This Row],[Measure]],'Measure Descriptions'!$B$10:$H$46,AO$99,FALSE),\"\"),\"\")","v":""},{"$f":"IF($B139<>\"\",IF(INDIRECT(\"Measures!\"&AP$99&$B139)<>\"\",INDIRECT(\"Measures!\"&AP$99&$B139),\"\"),\"\")","v":""},null,null,null,null,null,null,null,null,null,null,null,"","",{"$f":"IF($BA139<>\"\",IF(INDIRECT(\"Measures!\"&BD$99&$BA139)<>\"\",INDIRECT(\"Measures!\"&BD$99&$BA139),\"\"),\"\")","v":""},{"$f":"IF($BA139<>\"\",IF(INDIRECT(\"Measures!\"&BE$99&$BA139)<>\"\",INDIRECT(\"Measures!\"&BE$99&$BA139),\"\"),\"\")","v":""},{"$f":"IF($BA139<>\"\",IF(INDIRECT(\"Measures!\"&BF$99&$BA139)<>\"\",INDIRECT(\"Measures!\"&BF$99&$BA139),\"\"),\"\")","v":""},{"$f":"IF($BA139<>\"\",IF(INDIRECT(\"Measures!\"&BG$99&$BA139)<>\"\",INDIRECT(\"Measures!\"&BG$99&$BA139),\"\"),\"\")","v":""},{"$f":"IF($BA139<>\"\",IF(INDIRECT(\"Measures!\"&BH$99&$BA139)<>\"\",INDIRECT(\"Measures!\"&BH$99&$BA139),\"\"),\"\")","v":""},{"$f":"IF($BA139<>\"\",IF(INDIRECT(\"Measures!\"&BI$99&$BA139)<>\"\",INDIRECT(\"Measures!\"&BI$99&$BA139),\"\"),\"\")","v":""},{"$f":"IF($BA139<>\"\",IF(INDIRECT(\"Measures!\"&BJ$99&$BA139)<>\"\",INDIRECT(\"Measures!\"&BJ$99&$BA139),\"\"),\"\")","v":""},{"$f":"IF($BA139<>\"\",IF(INDIRECT(\"Measures!\"&BK$99&$BA139)<>\"\",INDIRECT(\"Measures!\"&BK$99&$BA139),\"\"),\"\")","v":""},{"$f":"IF($BA139<>\"\",IF(INDIRECT(\"Measures!\"&BL$99&$BA139)<>\"\",INDIRECT(\"Measures!\"&BL$99&$BA139),\"\"),\"\")","v":""},{"$f":"IF($BA139<>\"\",IF(INDIRECT(\"Measures!\"&BM$99&$BA139)<>\"\",INDIRECT(\"Measures!\"&BM$99&$BA139),\"\"),\"\")","v":""},{"$f":"IF($BA139<>\"\",IF(INDIRECT(\"Measures!\"&BN$99&$BA139)<>\"\",INDIRECT(\"Measures!\"&BN$99&$BA139),\"\"),\"\")","v":""},{"$f":"IF($BA139<>\"\",IF(INDIRECT(\"Measures!\"&BO$99&$BA139)<>\"\",INDIRECT(\"Measures!\"&BO$99&$BA139),\"\"),\"\")","v":""},{"$f":"IF($BA139<>\"\",IF(INDIRECT(\"Measures!\"&BP$99&$BA139)<>\"\",INDIRECT(\"Measures!\"&BP$99&$BA139),\"\"),\"\")","v":""},{"$f":"IF($BA139<>\"\",IF(INDIRECT(\"Measures!\"&BQ$99&$BA139)<>\"\",INDIRECT(\"Measures!\"&BQ$99&$BA139),\"\"),\"\")","v":""},{"$f":"IF($BA139<>\"\",IF(INDIRECT(\"Measures!\"&BR$99&$BA139)<>\"\",INDIRECT(\"Measures!\"&BR$99&$BA139),\"\"),\"\")","v":""},{"$f":"IF($BA139<>\"\",IF(INDIRECT(\"Measures!\"&BS$99&$BA139)<>\"\",INDIRECT(\"Measures!\"&BS$99&$BA139),\"\"),\"\")","v":""},{"$f":"IF($BA139<>\"\",IF(INDIRECT(\"Measures!\"&BT$99&$BA139)<>\"\",INDIRECT(\"Measures!\"&BT$99&$BA139),\"\"),\"\")","v":""},{"$f":"IF($BA139<>\"\",IF(INDIRECT(\"Measures!\"&BU$99&$BA139)<>\"\",INDIRECT(\"Measures!\"&BU$99&$BA139),\"\"),\"\")","v":""},{"$f":"IF($BA139<>\"\",IF(INDIRECT(\"Measures!\"&BV$99&$BA139)<>\"\",INDIRECT(\"Measures!\"&BV$99&$BA139),\"\"),\"\")","v":""},{"$f":"IF($BA139<>\"\",IF(INDIRECT(\"Measures!\"&BW$99&$BA139)<>\"\",INDIRECT(\"Measures!\"&BW$99&$BA139),\"\"),\"\")","v":""},{"$f":"IF($BA139<>\"\",IF(INDIRECT(\"Measures!\"&BX$99&$BA139)<>\"\",INDIRECT(\"Measures!\"&BX$99&$BA139),\"\"),\"\")","v":""},{"$f":"IF($BA139<>\"\",IF(INDIRECT(\"Measures!\"&BY$99&$BA139)<>\"\",INDIRECT(\"Measures!\"&BY$99&$BA139),\"\"),\"\")","v":""},{"$f":"IF($BA139<>\"\",IF(INDIRECT(\"Measures!\"&BZ$99&$BA139)<>\"\",INDIRECT(\"Measures!\"&BZ$99&$BA139),\"\"),\"\")","v":""},{"$f":"IF($BA139<>\"\",IF(INDIRECT(\"Measures!\"&CA$99&$BA139)<>\"\",INDIRECT(\"Measures!\"&CA$99&$BA139),\"\"),\"\")","v":""},{"$f":"IF($BA139<>\"\",IF(INDIRECT(\"Measures!\"&CB$99&$BA139)<>\"\",INDIRECT(\"Measures!\"&CB$99&$BA139),\"\"),\"\")","v":""},{"$f":"IF($BA139<>\"\",IF(INDIRECT(\"Measures!\"&CC$99&$BA139)<>\"\",INDIRECT(\"Measures!\"&CC$99&$BA139),\"\"),\"\")","v":""},{"$f":"IF($BA139<>\"\",IF(INDIRECT(\"Measures!\"&CD$99&$BA139)<>\"\",INDIRECT(\"Measures!\"&CD$99&$BA139),\"\"),\"\")","v":""},{"$f":"IF($BA139<>\"\",IF(INDIRECT(\"Measures!\"&CE$99&$BA139)<>\"\",INDIRECT(\"Measures!\"&CE$99&$BA139),\"\"),\"\")","v":""},{"$f":"IF($BA139<>\"\",IF(INDIRECT(\"Measures!\"&CF$99&$BA139)<>\"\",INDIRECT(\"Measures!\"&CF$99&$BA139),\"\"),\"\")","v":""},{"$f":"IF($BA139<>\"\",IF(INDIRECT(\"Measures!\"&CG$99&$BA139)<>\"\",INDIRECT(\"Measures!\"&CG$99&$BA139),\"\"),\"\")","v":""},{"$f":"INDEX('Measure Descriptions'!$A$10:$A$46,MATCH(Map_Gas_Mid[[#This Row],[Measure]],'Measure Descriptions'!$B$10:$B$46,0))","v":""},{"$f":"IF($BA139<>\"\",IF(VLOOKUP(Map_Gas_Mid[[#This Row],[Measure]],'Measure Descriptions'!$B$10:$H$46,CI$99,FALSE)<>\"\",VLOOKUP(Map_Gas_Mid[[#This Row],[Measure]],'Measure Descriptions'!$B$10:$H$46,CI$99,FALSE),\"\"),\"\")","v":""},{"$f":"IF($BA139<>\"\",IF(VLOOKUP(Map_Gas_Mid[[#This Row],[Measure]],'Measure Descriptions'!$B$10:$H$46,CJ$99,FALSE)<>\"\",VLOOKUP(Map_Gas_Mid[[#This Row],[Measure]],'Measure Descriptions'!$B$10:$H$46,CJ$99,FALSE),\"\"),\"\")","v":""},{"$f":"IF($BA139<>\"\",IF(VLOOKUP(Map_Gas_Mid[[#This Row],[Measure]],'Measure Descriptions'!$B$10:$H$46,CK$99,FALSE)<>\"\",VLOOKUP(Map_Gas_Mid[[#This Row],[Measure]],'Measure Descriptions'!$B$10:$H$46,CK$99,FALSE),\"\"),\"\")","v":""},{"$f":"IF($BA139<>\"\",IF(VLOOKUP(Map_Gas_Mid[[#This Row],[Measure]],'Measure Descriptions'!$B$10:$H$46,CL$99,FALSE)<>\"\",VLOOKUP(Map_Gas_Mid[[#This Row],[Measure]],'Measure Descriptions'!$B$10:$H$46,CL$99,FALSE),\"\"),\"\")","v":""},{"$f":"IF($BA139<>\"\",IF(VLOOKUP(Map_Gas_Mid[[#This Row],[Measure]],'Measure Descriptions'!$B$10:$H$46,CM$99,FALSE)<>\"\",VLOOKUP(Map_Gas_Mid[[#This Row],[Measure]],'Measure Descriptions'!$B$10:$H$46,CM$99,FALSE),\"\"),\"\")","v":""},{"$f":"IF($BA139<>\"\",IF(VLOOKUP(Map_Gas_Mid[[#This Row],[Measure]],'Measure Descriptions'!$B$10:$H$46,CN$99,FALSE)<>\"\",VLOOKUP(Map_Gas_Mid[[#This Row],[Measure]],'Measure Descriptions'!$B$10:$H$46,CN$99,FALSE),\"\"),\"\")","v":""},{"$f":"IF($BA139<>\"\",IF(INDIRECT(\"Measures!\"&CO$99&$BA139)<>\"\",INDIRECT(\"Measures!\"&CO$99&$BA139),\"\"),\"\")","v":""}]
[null,null,"","",{"$f":"IF($B140<>\"\",IF(INDIRECT(\"Measures!\"&E$99&$B140)<>\"\",INDIRECT(\"Measures!\"&E$99&$B140),\"\"),\"\")","v":""},{"$f":"IF($B140<>\"\",IF(INDIRECT(\"Measures!\"&F$99&$B140)<>\"\",INDIRECT(\"Measures!\"&F$99&$B140),\"\"),\"\")","v":""},{"$f":"IF($B140<>\"\",IF(INDIRECT(\"Measures!\"&G$99&$B140)<>\"\",INDIRECT(\"Measures!\"&G$99&$B140),\"\"),\"\")","v":""},{"$f":"IF($B140<>\"\",IF(INDIRECT(\"Measures!\"&H$99&$B140)<>\"\",INDIRECT(\"Measures!\"&H$99&$B140),\"\"),\"\")","v":""},{"$f":"IF($B140<>\"\",IF(INDIRECT(\"Measures!\"&I$99&$B140)<>\"\",INDIRECT(\"Measures!\"&I$99&$B140),\"\"),\"\")","v":""},{"$f":"IF($B140<>\"\",IF(INDIRECT(\"Measures!\"&J$99&$B140)<>\"\",INDIRECT(\"Measures!\"&J$99&$B140),\"\"),\"\")","v":""},{"$f":"IF($B140<>\"\",IF(INDIRECT(\"Measures!\"&K$99&$B140)<>\"\",INDIRECT(\"Measures!\"&K$99&$B140),\"\"),\"\")","v":""},{"$f":"IF($B140<>\"\",IF(INDIRECT(\"Measures!\"&L$99&$B140)<>\"\",INDIRECT(\"Measures!\"&L$99&$B140),\"\"),\"\")","v":""},{"$f":"IF($B140<>\"\",IF(INDIRECT(\"Measures!\"&M$99&$B140)<>\"\",INDIRECT(\"Measures!\"&M$99&$B140),\"\"),\"\")","v":""},{"$f":"IF($B140<>\"\",IF(INDIRECT(\"Measures!\"&N$99&$B140)<>\"\",INDIRECT(\"Measures!\"&N$99&$B140),\"\"),\"\")","v":""},{"$f":"IF($B140<>\"\",IF(INDIRECT(\"Measures!\"&O$99&$B140)<>\"\",INDIRECT(\"Measures!\"&O$99&$B140),\"\"),\"\")","v":""},{"$f":"IF($B140<>\"\",IF(INDIRECT(\"Measures!\"&P$99&$B140)<>\"\",INDIRECT(\"Measures!\"&P$99&$B140),\"\"),\"\")","v":""},{"$f":"IF($B140<>\"\",IF(INDIRECT(\"Measures!\"&Q$99&$B140)<>\"\",INDIRECT(\"Measures!\"&Q$99&$B140),\"\"),\"\")","v":""},{"$f":"IF($B140<>\"\",IF(INDIRECT(\"Measures!\"&R$99&$B140)<>\"\",INDIRECT(\"Measures!\"&R$99&$B140),\"\"),\"\")","v":""},{"$f":"IF($B140<>\"\",IF(INDIRECT(\"Measures!\"&S$99&$B140)<>\"\",INDIRECT(\"Measures!\"&S$99&$B140),\"\"),\"\")","v":""},{"$f":"IF($B140<>\"\",IF(INDIRECT(\"Measures!\"&T$99&$B140)<>\"\",INDIRECT(\"Measures!\"&T$99&$B140),\"\"),\"\")","v":""},{"$f":"IF($B140<>\"\",IF(INDIRECT(\"Measures!\"&U$99&$B140)<>\"\",INDIRECT(\"Measures!\"&U$99&$B140),\"\"),\"\")","v":""},{"$f":"IF($B140<>\"\",IF(INDIRECT(\"Measures!\"&V$99&$B140)<>\"\",INDIRECT(\"Measures!\"&V$99&$B140),\"\"),\"\")","v":""},{"$f":"IF($B140<>\"\",IF(INDIRECT(\"Measures!\"&W$99&$B140)<>\"\",INDIRECT(\"Measures!\"&W$99&$B140),\"\"),\"\")","v":""},{"$f":"IF($B140<>\"\",IF(INDIRECT(\"Measures!\"&X$99&$B140)<>\"\",INDIRECT(\"Measures!\"&X$99&$B140),\"\"),\"\")","v":""},{"$f":"IF($B140<>\"\",IF(INDIRECT(\"Measures!\"&Y$99&$B140)<>\"\",INDIRECT(\"Measures!\"&Y$99&$B140),\"\"),\"\")","v":""},{"$f":"IF($B140<>\"\",IF(INDIRECT(\"Measures!\"&Z$99&$B140)<>\"\",INDIRECT(\"Measures!\"&Z$99&$B140),\"\"),\"\")","v":""},{"$f":"IF($B140<>\"\",IF(INDIRECT(\"Measures!\"&AA$99&$B140)<>\"\",INDIRECT(\"Measures!\"&AA$99&$B140),\"\"),\"\")","v":""},{"$f":"IF($B140<>\"\",IF(INDIRECT(\"Measures!\"&AB$99&$B140)<>\"\",INDIRECT(\"Measures!\"&AB$99&$B140),\"\"),\"\")","v":""},{"$f":"IF($B140<>\"\",IF(INDIRECT(\"Measures!\"&AC$99&$B140)<>\"\",INDIRECT(\"Measures!\"&AC$99&$B140),\"\"),\"\")","v":""},{"$f":"IF($B140<>\"\",IF(INDIRECT(\"Measures!\"&AD$99&$B140)<>\"\",INDIRECT(\"Measures!\"&AD$99&$B140),\"\"),\"\")","v":""},{"$f":"IF($B140<>\"\",IF(INDIRECT(\"Measures!\"&AE$99&$B140)<>\"\",INDIRECT(\"Measures!\"&AE$99&$B140),\"\"),\"\")","v":""},{"$f":"IF($B140<>\"\",IF(INDIRECT(\"Measures!\"&AF$99&$B140)<>\"\",INDIRECT(\"Measures!\"&AF$99&$B140),\"\"),\"\")","v":""},{"$f":"IF($B140<>\"\",IF(INDIRECT(\"Measures!\"&AG$99&$B140)<>\"\",INDIRECT(\"Measures!\"&AG$99&$B140),\"\"),\"\")","v":""},{"$f":"IF($B140<>\"\",IF(INDIRECT(\"Measures!\"&AH$99&$B140)<>\"\",INDIRECT(\"Measures!\"&AH$99&$B140),\"\"),\"\")","v":""},{"$f":"INDEX('Measure Descriptions'!$A$10:$A$46,MATCH(Map_Elec_Mid[[#This Row],[Measure]],'Measure Descriptions'!$B$10:$B$46,0))","v":""},{"$f":"IF($B140<>\"\",IF(VLOOKUP(Map_Elec_Mid[[#This Row],[Measure]],'Measure Descriptions'!$B$10:$H$46,AJ$99,FALSE)<>\"\",VLOOKUP(Map_Elec_Mid[[#This Row],[Measure]],'Measure Descriptions'!$B$10:$H$46,AJ$99,FALSE),\"\"),\"\")","v":""},{"$f":"IF($B140<>\"\",IF(VLOOKUP(Map_Elec_Mid[[#This Row],[Measure]],'Measure Descriptions'!$B$10:$H$46,AK$99,FALSE)<>\"\",VLOOKUP(Map_Elec_Mid[[#This Row],[Measure]],'Measure Descriptions'!$B$10:$H$46,AK$99,FALSE),\"\"),\"\")","v":""},{"$f":"IF($B140<>\"\",IF(VLOOKUP(Map_Elec_Mid[[#This Row],[Measure]],'Measure Descriptions'!$B$10:$H$46,AL$99,FALSE)<>\"\",VLOOKUP(Map_Elec_Mid[[#This Row],[Measure]],'Measure Descriptions'!$B$10:$H$46,AL$99,FALSE),\"\"),\"\")","v":""},{"$f":"IF($B140<>\"\",IF(VLOOKUP(Map_Elec_Mid[[#This Row],[Measure]],'Measure Descriptions'!$B$10:$H$46,AM$99,FALSE)<>\"\",VLOOKUP(Map_Elec_Mid[[#This Row],[Measure]],'Measure Descriptions'!$B$10:$H$46,AM$99,FALSE),\"\"),\"\")","v":""},{"$f":"IF($B140<>\"\",IF(VLOOKUP(Map_Elec_Mid[[#This Row],[Measure]],'Measure Descriptions'!$B$10:$H$46,AN$99,FALSE)<>\"\",VLOOKUP(Map_Elec_Mid[[#This Row],[Measure]],'Measure Descriptions'!$B$10:$H$46,AN$99,FALSE),\"\"),\"\")","v":""},{"$f":"IF($B140<>\"\",IF(VLOOKUP(Map_Elec_Mid[[#This Row],[Measure]],'Measure Descriptions'!$B$10:$H$46,AO$99,FALSE)<>\"\",VLOOKUP(Map_Elec_Mid[[#This Row],[Measure]],'Measure Descriptions'!$B$10:$H$46,AO$99,FALSE),\"\"),\"\")","v":""},{"$f":"IF($B140<>\"\",IF(INDIRECT(\"Measures!\"&AP$99&$B140)<>\"\",INDIRECT(\"Measures!\"&AP$99&$B140),\"\"),\"\")","v":""},null,null,null,null,null,null,null,null,null,null,null,"","",{"$f":"IF($BA140<>\"\",IF(INDIRECT(\"Measures!\"&BD$99&$BA140)<>\"\",INDIRECT(\"Measures!\"&BD$99&$BA140),\"\"),\"\")","v":""},{"$f":"IF($BA140<>\"\",IF(INDIRECT(\"Measures!\"&BE$99&$BA140)<>\"\",INDIRECT(\"Measures!\"&BE$99&$BA140),\"\"),\"\")","v":""},{"$f":"IF($BA140<>\"\",IF(INDIRECT(\"Measures!\"&BF$99&$BA140)<>\"\",INDIRECT(\"Measures!\"&BF$99&$BA140),\"\"),\"\")","v":""},{"$f":"IF($BA140<>\"\",IF(INDIRECT(\"Measures!\"&BG$99&$BA140)<>\"\",INDIRECT(\"Measures!\"&BG$99&$BA140),\"\"),\"\")","v":""},{"$f":"IF($BA140<>\"\",IF(INDIRECT(\"Measures!\"&BH$99&$BA140)<>\"\",INDIRECT(\"Measures!\"&BH$99&$BA140),\"\"),\"\")","v":""},{"$f":"IF($BA140<>\"\",IF(INDIRECT(\"Measures!\"&BI$99&$BA140)<>\"\",INDIRECT(\"Measures!\"&BI$99&$BA140),\"\"),\"\")","v":""},{"$f":"IF($BA140<>\"\",IF(INDIRECT(\"Measures!\"&BJ$99&$BA140)<>\"\",INDIRECT(\"Measures!\"&BJ$99&$BA140),\"\"),\"\")","v":""},{"$f":"IF($BA140<>\"\",IF(INDIRECT(\"Measures!\"&BK$99&$BA140)<>\"\",INDIRECT(\"Measures!\"&BK$99&$BA140),\"\"),\"\")","v":""},{"$f":"IF($BA140<>\"\",IF(INDIRECT(\"Measures!\"&BL$99&$BA140)<>\"\",INDIRECT(\"Measures!\"&BL$99&$BA140),\"\"),\"\")","v":""},{"$f":"IF($BA140<>\"\",IF(INDIRECT(\"Measures!\"&BM$99&$BA140)<>\"\",INDIRECT(\"Measures!\"&BM$99&$BA140),\"\"),\"\")","v":""},{"$f":"IF($BA140<>\"\",IF(INDIRECT(\"Measures!\"&BN$99&$BA140)<>\"\",INDIRECT(\"Measures!\"&BN$99&$BA140),\"\"),\"\")","v":""},{"$f":"IF($BA140<>\"\",IF(INDIRECT(\"Measures!\"&BO$99&$BA140)<>\"\",INDIRECT(\"Measures!\"&BO$99&$BA140),\"\"),\"\")","v":""},{"$f":"IF($BA140<>\"\",IF(INDIRECT(\"Measures!\"&BP$99&$BA140)<>\"\",INDIRECT(\"Measures!\"&BP$99&$BA140),\"\"),\"\")","v":""},{"$f":"IF($BA140<>\"\",IF(INDIRECT(\"Measures!\"&BQ$99&$BA140)<>\"\",INDIRECT(\"Measures!\"&BQ$99&$BA140),\"\"),\"\")","v":""},{"$f":"IF($BA140<>\"\",IF(INDIRECT(\"Measures!\"&BR$99&$BA140)<>\"\",INDIRECT(\"Measures!\"&BR$99&$BA140),\"\"),\"\")","v":""},{"$f":"IF($BA140<>\"\",IF(INDIRECT(\"Measures!\"&BS$99&$BA140)<>\"\",INDIRECT(\"Measures!\"&BS$99&$BA140),\"\"),\"\")","v":""},{"$f":"IF($BA140<>\"\",IF(INDIRECT(\"Measures!\"&BT$99&$BA140)<>\"\",INDIRECT(\"Measures!\"&BT$99&$BA140),\"\"),\"\")","v":""},{"$f":"IF($BA140<>\"\",IF(INDIRECT(\"Measures!\"&BU$99&$BA140)<>\"\",INDIRECT(\"Measures!\"&BU$99&$BA140),\"\"),\"\")","v":""},{"$f":"IF($BA140<>\"\",IF(INDIRECT(\"Measures!\"&BV$99&$BA140)<>\"\",INDIRECT(\"Measures!\"&BV$99&$BA140),\"\"),\"\")","v":""},{"$f":"IF($BA140<>\"\",IF(INDIRECT(\"Measures!\"&BW$99&$BA140)<>\"\",INDIRECT(\"Measures!\"&BW$99&$BA140),\"\"),\"\")","v":""},{"$f":"IF($BA140<>\"\",IF(INDIRECT(\"Measures!\"&BX$99&$BA140)<>\"\",INDIRECT(\"Measures!\"&BX$99&$BA140),\"\"),\"\")","v":""},{"$f":"IF($BA140<>\"\",IF(INDIRECT(\"Measures!\"&BY$99&$BA140)<>\"\",INDIRECT(\"Measures!\"&BY$99&$BA140),\"\"),\"\")","v":""},{"$f":"IF($BA140<>\"\",IF(INDIRECT(\"Measures!\"&BZ$99&$BA140)<>\"\",INDIRECT(\"Measures!\"&BZ$99&$BA140),\"\"),\"\")","v":""},{"$f":"IF($BA140<>\"\",IF(INDIRECT(\"Measures!\"&CA$99&$BA140)<>\"\",INDIRECT(\"Measures!\"&CA$99&$BA140),\"\"),\"\")","v":""},{"$f":"IF($BA140<>\"\",IF(INDIRECT(\"Measures!\"&CB$99&$BA140)<>\"\",INDIRECT(\"Measures!\"&CB$99&$BA140),\"\"),\"\")","v":""},{"$f":"IF($BA140<>\"\",IF(INDIRECT(\"Measures!\"&CC$99&$BA140)<>\"\",INDIRECT(\"Measures!\"&CC$99&$BA140),\"\"),\"\")","v":""},{"$f":"IF($BA140<>\"\",IF(INDIRECT(\"Measures!\"&CD$99&$BA140)<>\"\",INDIRECT(\"Measures!\"&CD$99&$BA140),\"\"),\"\")","v":""},{"$f":"IF($BA140<>\"\",IF(INDIRECT(\"Measures!\"&CE$99&$BA140)<>\"\",INDIRECT(\"Measures!\"&CE$99&$BA140),\"\"),\"\")","v":""},{"$f":"IF($BA140<>\"\",IF(INDIRECT(\"Measures!\"&CF$99&$BA140)<>\"\",INDIRECT(\"Measures!\"&CF$99&$BA140),\"\"),\"\")","v":""},{"$f":"IF($BA140<>\"\",IF(INDIRECT(\"Measures!\"&CG$99&$BA140)<>\"\",INDIRECT(\"Measures!\"&CG$99&$BA140),\"\"),\"\")","v":""},{"$f":"INDEX('Measure Descriptions'!$A$10:$A$46,MATCH(Map_Gas_Mid[[#This Row],[Measure]],'Measure Descriptions'!$B$10:$B$46,0))","v":""},{"$f":"IF($BA140<>\"\",IF(VLOOKUP(Map_Gas_Mid[[#This Row],[Measure]],'Measure Descriptions'!$B$10:$H$46,CI$99,FALSE)<>\"\",VLOOKUP(Map_Gas_Mid[[#This Row],[Measure]],'Measure Descriptions'!$B$10:$H$46,CI$99,FALSE),\"\"),\"\")","v":""},{"$f":"IF($BA140<>\"\",IF(VLOOKUP(Map_Gas_Mid[[#This Row],[Measure]],'Measure Descriptions'!$B$10:$H$46,CJ$99,FALSE)<>\"\",VLOOKUP(Map_Gas_Mid[[#This Row],[Measure]],'Measure Descriptions'!$B$10:$H$46,CJ$99,FALSE),\"\"),\"\")","v":""},{"$f":"IF($BA140<>\"\",IF(VLOOKUP(Map_Gas_Mid[[#This Row],[Measure]],'Measure Descriptions'!$B$10:$H$46,CK$99,FALSE)<>\"\",VLOOKUP(Map_Gas_Mid[[#This Row],[Measure]],'Measure Descriptions'!$B$10:$H$46,CK$99,FALSE),\"\"),\"\")","v":""},{"$f":"IF($BA140<>\"\",IF(VLOOKUP(Map_Gas_Mid[[#This Row],[Measure]],'Measure Descriptions'!$B$10:$H$46,CL$99,FALSE)<>\"\",VLOOKUP(Map_Gas_Mid[[#This Row],[Measure]],'Measure Descriptions'!$B$10:$H$46,CL$99,FALSE),\"\"),\"\")","v":""},{"$f":"IF($BA140<>\"\",IF(VLOOKUP(Map_Gas_Mid[[#This Row],[Measure]],'Measure Descriptions'!$B$10:$H$46,CM$99,FALSE)<>\"\",VLOOKUP(Map_Gas_Mid[[#This Row],[Measure]],'Measure Descriptions'!$B$10:$H$46,CM$99,FALSE),\"\"),\"\")","v":""},{"$f":"IF($BA140<>\"\",IF(VLOOKUP(Map_Gas_Mid[[#This Row],[Measure]],'Measure Descriptions'!$B$10:$H$46,CN$99,FALSE)<>\"\",VLOOKUP(Map_Gas_Mid[[#This Row],[Measure]],'Measure Descriptions'!$B$10:$H$46,CN$99,FALSE),\"\"),\"\")","v":""},{"$f":"IF($BA140<>\"\",IF(INDIRECT(\"Measures!\"&CO$99&$BA140)<>\"\",INDIRECT(\"Measures!\"&CO$99&$BA140),\"\"),\"\")","v":""}]
[null,null,"","",{"$f":"IF($B141<>\"\",IF(INDIRECT(\"Measures!\"&E$99&$B141)<>\"\",INDIRECT(\"Measures!\"&E$99&$B141),\"\"),\"\")","v":""},{"$f":"IF($B141<>\"\",IF(INDIRECT(\"Measures!\"&F$99&$B141)<>\"\",INDIRECT(\"Measures!\"&F$99&$B141),\"\"),\"\")","v":""},{"$f":"IF($B141<>\"\",IF(INDIRECT(\"Measures!\"&G$99&$B141)<>\"\",INDIRECT(\"Measures!\"&G$99&$B141),\"\"),\"\")","v":""},{"$f":"IF($B141<>\"\",IF(INDIRECT(\"Measures!\"&H$99&$B141)<>\"\",INDIRECT(\"Measures!\"&H$99&$B141),\"\"),\"\")","v":""},{"$f":"IF($B141<>\"\",IF(INDIRECT(\"Measures!\"&I$99&$B141)<>\"\",INDIRECT(\"Measures!\"&I$99&$B141),\"\"),\"\")","v":""},{"$f":"IF($B141<>\"\",IF(INDIRECT(\"Measures!\"&J$99&$B141)<>\"\",INDIRECT(\"Measures!\"&J$99&$B141),\"\"),\"\")","v":""},{"$f":"IF($B141<>\"\",IF(INDIRECT(\"Measures!\"&K$99&$B141)<>\"\",INDIRECT(\"Measures!\"&K$99&$B141),\"\"),\"\")","v":""},{"$f":"IF($B141<>\"\",IF(INDIRECT(\"Measures!\"&L$99&$B141)<>\"\",INDIRECT(\"Measures!\"&L$99&$B141),\"\"),\"\")","v":""},{"$f":"IF($B141<>\"\",IF(INDIRECT(\"Measures!\"&M$99&$B141)<>\"\",INDIRECT(\"Measures!\"&M$99&$B141),\"\"),\"\")","v":""},{"$f":"IF($B141<>\"\",IF(INDIRECT(\"Measures!\"&N$99&$B141)<>\"\",INDIRECT(\"Measures!\"&N$99&$B141),\"\"),\"\")","v":""},{"$f":"IF($B141<>\"\",IF(INDIRECT(\"Measures!\"&O$99&$B141)<>\"\",INDIRECT(\"Measures!\"&O$99&$B141),\"\"),\"\")","v":""},{"$f":"IF($B141<>\"\",IF(INDIRECT(\"Measures!\"&P$99&$B141)<>\"\",INDIRECT(\"Measures!\"&P$99&$B141),\"\"),\"\")","v":""},{"$f":"IF($B141<>\"\",IF(INDIRECT(\"Measures!\"&Q$99&$B141)<>\"\",INDIRECT(\"Measures!\"&Q$99&$B141),\"\"),\"\")","v":""},{"$f":"IF($B141<>\"\",IF(INDIRECT(\"Measures!\"&R$99&$B141)<>\"\",INDIRECT(\"Measures!\"&R$99&$B141),\"\"),\"\")","v":""},{"$f":"IF($B141<>\"\",IF(INDIRECT(\"Measures!\"&S$99&$B141)<>\"\",INDIRECT(\"Measures!\"&S$99&$B141),\"\"),\"\")","v":""},{"$f":"IF($B141<>\"\",IF(INDIRECT(\"Measures!\"&T$99&$B141)<>\"\",INDIRECT(\"Measures!\"&T$99&$B141),\"\"),\"\")","v":""},{"$f":"IF($B141<>\"\",IF(INDIRECT(\"Measures!\"&U$99&$B141)<>\"\",INDIRECT(\"Measures!\"&U$99&$B141),\"\"),\"\")","v":""},{"$f":"IF($B141<>\"\",IF(INDIRECT(\"Measures!\"&V$99&$B141)<>\"\",INDIRECT(\"Measures!\"&V$99&$B141),\"\"),\"\")","v":""},{"$f":"IF($B141<>\"\",IF(INDIRECT(\"Measures!\"&W$99&$B141)<>\"\",INDIRECT(\"Measures!\"&W$99&$B141),\"\"),\"\")","v":""},{"$f":"IF($B141<>\"\",IF(INDIRECT(\"Measures!\"&X$99&$B141)<>\"\",INDIRECT(\"Measures!\"&X$99&$B141),\"\"),\"\")","v":""},{"$f":"IF($B141<>\"\",IF(INDIRECT(\"Measures!\"&Y$99&$B141)<>\"\",INDIRECT(\"Measures!\"&Y$99&$B141),\"\"),\"\")","v":""},{"$f":"IF($B141<>\"\",IF(INDIRECT(\"Measures!\"&Z$99&$B141)<>\"\",INDIRECT(\"Measures!\"&Z$99&$B141),\"\"),\"\")","v":""},{"$f":"IF($B141<>\"\",IF(INDIRECT(\"Measures!\"&AA$99&$B141)<>\"\",INDIRECT(\"Measures!\"&AA$99&$B141),\"\"),\"\")","v":""},{"$f":"IF($B141<>\"\",IF(INDIRECT(\"Measures!\"&AB$99&$B141)<>\"\",INDIRECT(\"Measures!\"&AB$99&$B141),\"\"),\"\")","v":""},{"$f":"IF($B141<>\"\",IF(INDIRECT(\"Measures!\"&AC$99&$B141)<>\"\",INDIRECT(\"Measures!\"&AC$99&$B141),\"\"),\"\")","v":""},{"$f":"IF($B141<>\"\",IF(INDIRECT(\"Measures!\"&AD$99&$B141)<>\"\",INDIRECT(\"Measures!\"&AD$99&$B141),\"\"),\"\")","v":""},{"$f":"IF($B141<>\"\",IF(INDIRECT(\"Measures!\"&AE$99&$B141)<>\"\",INDIRECT(\"Measures!\"&AE$99&$B141),\"\"),\"\")","v":""},{"$f":"IF($B141<>\"\",IF(INDIRECT(\"Measures!\"&AF$99&$B141)<>\"\",INDIRECT(\"Measures!\"&AF$99&$B141),\"\"),\"\")","v":""},{"$f":"IF($B141<>\"\",IF(INDIRECT(\"Measures!\"&AG$99&$B141)<>\"\",INDIRECT(\"Measures!\"&AG$99&$B141),\"\"),\"\")","v":""},{"$f":"IF($B141<>\"\",IF(INDIRECT(\"Measures!\"&AH$99&$B141)<>\"\",INDIRECT(\"Measures!\"&AH$99&$B141),\"\"),\"\")","v":""},{"$f":"INDEX('Measure Descriptions'!$A$10:$A$46,MATCH(Map_Elec_Mid[[#This Row],[Measure]],'Measure Descriptions'!$B$10:$B$46,0))","v":""},{"$f":"IF($B141<>\"\",IF(VLOOKUP(Map_Elec_Mid[[#This Row],[Measure]],'Measure Descriptions'!$B$10:$H$46,AJ$99,FALSE)<>\"\",VLOOKUP(Map_Elec_Mid[[#This Row],[Measure]],'Measure Descriptions'!$B$10:$H$46,AJ$99,FALSE),\"\"),\"\")","v":""},{"$f":"IF($B141<>\"\",IF(VLOOKUP(Map_Elec_Mid[[#This Row],[Measure]],'Measure Descriptions'!$B$10:$H$46,AK$99,FALSE)<>\"\",VLOOKUP(Map_Elec_Mid[[#This Row],[Measure]],'Measure Descriptions'!$B$10:$H$46,AK$99,FALSE),\"\"),\"\")","v":""},{"$f":"IF($B141<>\"\",IF(VLOOKUP(Map_Elec_Mid[[#This Row],[Measure]],'Measure Descriptions'!$B$10:$H$46,AL$99,FALSE)<>\"\",VLOOKUP(Map_Elec_Mid[[#This Row],[Measure]],'Measure Descriptions'!$B$10:$H$46,AL$99,FALSE),\"\"),\"\")","v":""},{"$f":"IF($B141<>\"\",IF(VLOOKUP(Map_Elec_Mid[[#This Row],[Measure]],'Measure Descriptions'!$B$10:$H$46,AM$99,FALSE)<>\"\",VLOOKUP(Map_Elec_Mid[[#This Row],[Measure]],'Measure Descriptions'!$B$10:$H$46,AM$99,FALSE),\"\"),\"\")","v":""},{"$f":"IF($B141<>\"\",IF(VLOOKUP(Map_Elec_Mid[[#This Row],[Measure]],'Measure Descriptions'!$B$10:$H$46,AN$99,FALSE)<>\"\",VLOOKUP(Map_Elec_Mid[[#This Row],[Measure]],'Measure Descriptions'!$B$10:$H$46,AN$99,FALSE),\"\"),\"\")","v":""},{"$f":"IF($B141<>\"\",IF(VLOOKUP(Map_Elec_Mid[[#This Row],[Measure]],'Measure Descriptions'!$B$10:$H$46,AO$99,FALSE)<>\"\",VLOOKUP(Map_Elec_Mid[[#This Row],[Measure]],'Measure Descriptions'!$B$10:$H$46,AO$99,FALSE),\"\"),\"\")","v":""},{"$f":"IF($B141<>\"\",IF(INDIRECT(\"Measures!\"&AP$99&$B141)<>\"\",INDIRECT(\"Measures!\"&AP$99&$B141),\"\"),\"\")","v":""},null,null,null,null,null,null,null,null,null,null,null,"","",{"$f":"IF($BA141<>\"\",IF(INDIRECT(\"Measures!\"&BD$99&$BA141)<>\"\",INDIRECT(\"Measures!\"&BD$99&$BA141),\"\"),\"\")","v":""},{"$f":"IF($BA141<>\"\",IF(INDIRECT(\"Measures!\"&BE$99&$BA141)<>\"\",INDIRECT(\"Measures!\"&BE$99&$BA141),\"\"),\"\")","v":""},{"$f":"IF($BA141<>\"\",IF(INDIRECT(\"Measures!\"&BF$99&$BA141)<>\"\",INDIRECT(\"Measures!\"&BF$99&$BA141),\"\"),\"\")","v":""},{"$f":"IF($BA141<>\"\",IF(INDIRECT(\"Measures!\"&BG$99&$BA141)<>\"\",INDIRECT(\"Measures!\"&BG$99&$BA141),\"\"),\"\")","v":""},{"$f":"IF($BA141<>\"\",IF(INDIRECT(\"Measures!\"&BH$99&$BA141)<>\"\",INDIRECT(\"Measures!\"&BH$99&$BA141),\"\"),\"\")","v":""},{"$f":"IF($BA141<>\"\",IF(INDIRECT(\"Measures!\"&BI$99&$BA141)<>\"\",INDIRECT(\"Measures!\"&BI$99&$BA141),\"\"),\"\")","v":""},{"$f":"IF($BA141<>\"\",IF(INDIRECT(\"Measures!\"&BJ$99&$BA141)<>\"\",INDIRECT(\"Measures!\"&BJ$99&$BA141),\"\"),\"\")","v":""},{"$f":"IF($BA141<>\"\",IF(INDIRECT(\"Measures!\"&BK$99&$BA141)<>\"\",INDIRECT(\"Measures!\"&BK$99&$BA141),\"\"),\"\")","v":""},{"$f":"IF($BA141<>\"\",IF(INDIRECT(\"Measures!\"&BL$99&$BA141)<>\"\",INDIRECT(\"Measures!\"&BL$99&$BA141),\"\"),\"\")","v":""},{"$f":"IF($BA141<>\"\",IF(INDIRECT(\"Measures!\"&BM$99&$BA141)<>\"\",INDIRECT(\"Measures!\"&BM$99&$BA141),\"\"),\"\")","v":""},{"$f":"IF($BA141<>\"\",IF(INDIRECT(\"Measures!\"&BN$99&$BA141)<>\"\",INDIRECT(\"Measures!\"&BN$99&$BA141),\"\"),\"\")","v":""},{"$f":"IF($BA141<>\"\",IF(INDIRECT(\"Measures!\"&BO$99&$BA141)<>\"\",INDIRECT(\"Measures!\"&BO$99&$BA141),\"\"),\"\")","v":""},{"$f":"IF($BA141<>\"\",IF(INDIRECT(\"Measures!\"&BP$99&$BA141)<>\"\",INDIRECT(\"Measures!\"&BP$99&$BA141),\"\"),\"\")","v":""},{"$f":"IF($BA141<>\"\",IF(INDIRECT(\"Measures!\"&BQ$99&$BA141)<>\"\",INDIRECT(\"Measures!\"&BQ$99&$BA141),\"\"),\"\")","v":""},{"$f":"IF($BA141<>\"\",IF(INDIRECT(\"Measures!\"&BR$99&$BA141)<>\"\",INDIRECT(\"Measures!\"&BR$99&$BA141),\"\"),\"\")","v":""},{"$f":"IF($BA141<>\"\",IF(INDIRECT(\"Measures!\"&BS$99&$BA141)<>\"\",INDIRECT(\"Measures!\"&BS$99&$BA141),\"\"),\"\")","v":""},{"$f":"IF($BA141<>\"\",IF(INDIRECT(\"Measures!\"&BT$99&$BA141)<>\"\",INDIRECT(\"Measures!\"&BT$99&$BA141),\"\"),\"\")","v":""},{"$f":"IF($BA141<>\"\",IF(INDIRECT(\"Measures!\"&BU$99&$BA141)<>\"\",INDIRECT(\"Measures!\"&BU$99&$BA141),\"\"),\"\")","v":""},{"$f":"IF($BA141<>\"\",IF(INDIRECT(\"Measures!\"&BV$99&$BA141)<>\"\",INDIRECT(\"Measures!\"&BV$99&$BA141),\"\"),\"\")","v":""},{"$f":"IF($BA141<>\"\",IF(INDIRECT(\"Measures!\"&BW$99&$BA141)<>\"\",INDIRECT(\"Measures!\"&BW$99&$BA141),\"\"),\"\")","v":""},{"$f":"IF($BA141<>\"\",IF(INDIRECT(\"Measures!\"&BX$99&$BA141)<>\"\",INDIRECT(\"Measures!\"&BX$99&$BA141),\"\"),\"\")","v":""},{"$f":"IF($BA141<>\"\",IF(INDIRECT(\"Measures!\"&BY$99&$BA141)<>\"\",INDIRECT(\"Measures!\"&BY$99&$BA141),\"\"),\"\")","v":""},{"$f":"IF($BA141<>\"\",IF(INDIRECT(\"Measures!\"&BZ$99&$BA141)<>\"\",INDIRECT(\"Measures!\"&BZ$99&$BA141),\"\"),\"\")","v":""},{"$f":"IF($BA141<>\"\",IF(INDIRECT(\"Measures!\"&CA$99&$BA141)<>\"\",INDIRECT(\"Measures!\"&CA$99&$BA141),\"\"),\"\")","v":""},{"$f":"IF($BA141<>\"\",IF(INDIRECT(\"Measures!\"&CB$99&$BA141)<>\"\",INDIRECT(\"Measures!\"&CB$99&$BA141),\"\"),\"\")","v":""},{"$f":"IF($BA141<>\"\",IF(INDIRECT(\"Measures!\"&CC$99&$BA141)<>\"\",INDIRECT(\"Measures!\"&CC$99&$BA141),\"\"),\"\")","v":""},{"$f":"IF($BA141<>\"\",IF(INDIRECT(\"Measures!\"&CD$99&$BA141)<>\"\",INDIRECT(\"Measures!\"&CD$99&$BA141),\"\"),\"\")","v":""},{"$f":"IF($BA141<>\"\",IF(INDIRECT(\"Measures!\"&CE$99&$BA141)<>\"\",INDIRECT(\"Measures!\"&CE$99&$BA141),\"\"),\"\")","v":""},{"$f":"IF($BA141<>\"\",IF(INDIRECT(\"Measures!\"&CF$99&$BA141)<>\"\",INDIRECT(\"Measures!\"&CF$99&$BA141),\"\"),\"\")","v":""},{"$f":"IF($BA141<>\"\",IF(INDIRECT(\"Measures!\"&CG$99&$BA141)<>\"\",INDIRECT(\"Measures!\"&CG$99&$BA141),\"\"),\"\")","v":""},{"$f":"INDEX('Measure Descriptions'!$A$10:$A$46,MATCH(Map_Gas_Mid[[#This Row],[Measure]],'Measure Descriptions'!$B$10:$B$46,0))","v":""},{"$f":"IF($BA141<>\"\",IF(VLOOKUP(Map_Gas_Mid[[#This Row],[Measure]],'Measure Descriptions'!$B$10:$H$46,CI$99,FALSE)<>\"\",VLOOKUP(Map_Gas_Mid[[#This Row],[Measure]],'Measure Descriptions'!$B$10:$H$46,CI$99,FALSE),\"\"),\"\")","v":""},{"$f":"IF($BA141<>\"\",IF(VLOOKUP(Map_Gas_Mid[[#This Row],[Measure]],'Measure Descriptions'!$B$10:$H$46,CJ$99,FALSE)<>\"\",VLOOKUP(Map_Gas_Mid[[#This Row],[Measure]],'Measure Descriptions'!$B$10:$H$46,CJ$99,FALSE),\"\"),\"\")","v":""},{"$f":"IF($BA141<>\"\",IF(VLOOKUP(Map_Gas_Mid[[#This Row],[Measure]],'Measure Descriptions'!$B$10:$H$46,CK$99,FALSE)<>\"\",VLOOKUP(Map_Gas_Mid[[#This Row],[Measure]],'Measure Descriptions'!$B$10:$H$46,CK$99,FALSE),\"\"),\"\")","v":""},{"$f":"IF($BA141<>\"\",IF(VLOOKUP(Map_Gas_Mid[[#This Row],[Measure]],'Measure Descriptions'!$B$10:$H$46,CL$99,FALSE)<>\"\",VLOOKUP(Map_Gas_Mid[[#This Row],[Measure]],'Measure Descriptions'!$B$10:$H$46,CL$99,FALSE),\"\"),\"\")","v":""},{"$f":"IF($BA141<>\"\",IF(VLOOKUP(Map_Gas_Mid[[#This Row],[Measure]],'Measure Descriptions'!$B$10:$H$46,CM$99,FALSE)<>\"\",VLOOKUP(Map_Gas_Mid[[#This Row],[Measure]],'Measure Descriptions'!$B$10:$H$46,CM$99,FALSE),\"\"),\"\")","v":""},{"$f":"IF($BA141<>\"\",IF(VLOOKUP(Map_Gas_Mid[[#This Row],[Measure]],'Measure Descriptions'!$B$10:$H$46,CN$99,FALSE)<>\"\",VLOOKUP(Map_Gas_Mid[[#This Row],[Measure]],'Measure Descriptions'!$B$10:$H$46,CN$99,FALSE),\"\"),\"\")","v":""},{"$f":"IF($BA141<>\"\",IF(INDIRECT(\"Measures!\"&CO$99&$BA141)<>\"\",INDIRECT(\"Measures!\"&CO$99&$BA141),\"\"),\"\")","v":""}]
[null,null,"","",{"$f":"IF($B142<>\"\",IF(INDIRECT(\"Measures!\"&E$99&$B142)<>\"\",INDIRECT(\"Measures!\"&E$99&$B142),\"\"),\"\")","v":""},{"$f":"IF($B142<>\"\",IF(INDIRECT(\"Measures!\"&F$99&$B142)<>\"\",INDIRECT(\"Measures!\"&F$99&$B142),\"\"),\"\")","v":""},{"$f":"IF($B142<>\"\",IF(INDIRECT(\"Measures!\"&G$99&$B142)<>\"\",INDIRECT(\"Measures!\"&G$99&$B142),\"\"),\"\")","v":""},{"$f":"IF($B142<>\"\",IF(INDIRECT(\"Measures!\"&H$99&$B142)<>\"\",INDIRECT(\"Measures!\"&H$99&$B142),\"\"),\"\")","v":""},{"$f":"IF($B142<>\"\",IF(INDIRECT(\"Measures!\"&I$99&$B142)<>\"\",INDIRECT(\"Measures!\"&I$99&$B142),\"\"),\"\")","v":""},{"$f":"IF($B142<>\"\",IF(INDIRECT(\"Measures!\"&J$99&$B142)<>\"\",INDIRECT(\"Measures!\"&J$99&$B142),\"\"),\"\")","v":""},{"$f":"IF($B142<>\"\",IF(INDIRECT(\"Measures!\"&K$99&$B142)<>\"\",INDIRECT(\"Measures!\"&K$99&$B142),\"\"),\"\")","v":""},{"$f":"IF($B142<>\"\",IF(INDIRECT(\"Measures!\"&L$99&$B142)<>\"\",INDIRECT(\"Measures!\"&L$99&$B142),\"\"),\"\")","v":""},{"$f":"IF($B142<>\"\",IF(INDIRECT(\"Measures!\"&M$99&$B142)<>\"\",INDIRECT(\"Measures!\"&M$99&$B142),\"\"),\"\")","v":""},{"$f":"IF($B142<>\"\",IF(INDIRECT(\"Measures!\"&N$99&$B142)<>\"\",INDIRECT(\"Measures!\"&N$99&$B142),\"\"),\"\")","v":""},{"$f":"IF($B142<>\"\",IF(INDIRECT(\"Measures!\"&O$99&$B142)<>\"\",INDIRECT(\"Measures!\"&O$99&$B142),\"\"),\"\")","v":""},{"$f":"IF($B142<>\"\",IF(INDIRECT(\"Measures!\"&P$99&$B142)<>\"\",INDIRECT(\"Measures!\"&P$99&$B142),\"\"),\"\")","v":""},{"$f":"IF($B142<>\"\",IF(INDIRECT(\"Measures!\"&Q$99&$B142)<>\"\",INDIRECT(\"Measures!\"&Q$99&$B142),\"\"),\"\")","v":""},{"$f":"IF($B142<>\"\",IF(INDIRECT(\"Measures!\"&R$99&$B142)<>\"\",INDIRECT(\"Measures!\"&R$99&$B142),\"\"),\"\")","v":""},{"$f":"IF($B142<>\"\",IF(INDIRECT(\"Measures!\"&S$99&$B142)<>\"\",INDIRECT(\"Measures!\"&S$99&$B142),\"\"),\"\")","v":""},{"$f":"IF($B142<>\"\",IF(INDIRECT(\"Measures!\"&T$99&$B142)<>\"\",INDIRECT(\"Measures!\"&T$99&$B142),\"\"),\"\")","v":""},{"$f":"IF($B142<>\"\",IF(INDIRECT(\"Measures!\"&U$99&$B142)<>\"\",INDIRECT(\"Measures!\"&U$99&$B142),\"\"),\"\")","v":""},{"$f":"IF($B142<>\"\",IF(INDIRECT(\"Measures!\"&V$99&$B142)<>\"\",INDIRECT(\"Measures!\"&V$99&$B142),\"\"),\"\")","v":""},{"$f":"IF($B142<>\"\",IF(INDIRECT(\"Measures!\"&W$99&$B142)<>\"\",INDIRECT(\"Measures!\"&W$99&$B142),\"\"),\"\")","v":""},{"$f":"IF($B142<>\"\",IF(INDIRECT(\"Measures!\"&X$99&$B142)<>\"\",INDIRECT(\"Measures!\"&X$99&$B142),\"\"),\"\")","v":""},{"$f":"IF($B142<>\"\",IF(INDIRECT(\"Measures!\"&Y$99&$B142)<>\"\",INDIRECT(\"Measures!\"&Y$99&$B142),\"\"),\"\")","v":""},{"$f":"IF($B142<>\"\",IF(INDIRECT(\"Measures!\"&Z$99&$B142)<>\"\",INDIRECT(\"Measures!\"&Z$99&$B142),\"\"),\"\")","v":""},{"$f":"IF($B142<>\"\",IF(INDIRECT(\"Measures!\"&AA$99&$B142)<>\"\",INDIRECT(\"Measures!\"&AA$99&$B142),\"\"),\"\")","v":""},{"$f":"IF($B142<>\"\",IF(INDIRECT(\"Measures!\"&AB$99&$B142)<>\"\",INDIRECT(\"Measures!\"&AB$99&$B142),\"\"),\"\")","v":""},{"$f":"IF($B142<>\"\",IF(INDIRECT(\"Measures!\"&AC$99&$B142)<>\"\",INDIRECT(\"Measures!\"&AC$99&$B142),\"\"),\"\")","v":""},{"$f":"IF($B142<>\"\",IF(INDIRECT(\"Measures!\"&AD$99&$B142)<>\"\",INDIRECT(\"Measures!\"&AD$99&$B142),\"\"),\"\")","v":""},{"$f":"IF($B142<>\"\",IF(INDIRECT(\"Measures!\"&AE$99&$B142)<>\"\",INDIRECT(\"Measures!\"&AE$99&$B142),\"\"),\"\")","v":""},{"$f":"IF($B142<>\"\",IF(INDIRECT(\"Measures!\"&AF$99&$B142)<>\"\",INDIRECT(\"Measures!\"&AF$99&$B142),\"\"),\"\")","v":""},{"$f":"IF($B142<>\"\",IF(INDIRECT(\"Measures!\"&AG$99&$B142)<>\"\",INDIRECT(\"Measures!\"&AG$99&$B142),\"\"),\"\")","v":""},{"$f":"IF($B142<>\"\",IF(INDIRECT(\"Measures!\"&AH$99&$B142)<>\"\",INDIRECT(\"Measures!\"&AH$99&$B142),\"\"),\"\")","v":""},{"$f":"INDEX('Measure Descriptions'!$A$10:$A$46,MATCH(Map_Elec_Mid[[#This Row],[Measure]],'Measure Descriptions'!$B$10:$B$46,0))","v":""},{"$f":"IF($B142<>\"\",IF(VLOOKUP(Map_Elec_Mid[[#This Row],[Measure]],'Measure Descriptions'!$B$10:$H$46,AJ$99,FALSE)<>\"\",VLOOKUP(Map_Elec_Mid[[#This Row],[Measure]],'Measure Descriptions'!$B$10:$H$46,AJ$99,FALSE),\"\"),\"\")","v":""},{"$f":"IF($B142<>\"\",IF(VLOOKUP(Map_Elec_Mid[[#This Row],[Measure]],'Measure Descriptions'!$B$10:$H$46,AK$99,FALSE)<>\"\",VLOOKUP(Map_Elec_Mid[[#This Row],[Measure]],'Measure Descriptions'!$B$10:$H$46,AK$99,FALSE),\"\"),\"\")","v":""},{"$f":"IF($B142<>\"\",IF(VLOOKUP(Map_Elec_Mid[[#This Row],[Measure]],'Measure Descriptions'!$B$10:$H$46,AL$99,FALSE)<>\"\",VLOOKUP(Map_Elec_Mid[[#This Row],[Measure]],'Measure Descriptions'!$B$10:$H$46,AL$99,FALSE),\"\"),\"\")","v":""},{"$f":"IF($B142<>\"\",IF(VLOOKUP(Map_Elec_Mid[[#This Row],[Measure]],'Measure Descriptions'!$B$10:$H$46,AM$99,FALSE)<>\"\",VLOOKUP(Map_Elec_Mid[[#This Row],[Measure]],'Measure Descriptions'!$B$10:$H$46,AM$99,FALSE),\"\"),\"\")","v":""},{"$f":"IF($B142<>\"\",IF(VLOOKUP(Map_Elec_Mid[[#This Row],[Measure]],'Measure Descriptions'!$B$10:$H$46,AN$99,FALSE)<>\"\",VLOOKUP(Map_Elec_Mid[[#This Row],[Measure]],'Measure Descriptions'!$B$10:$H$46,AN$99,FALSE),\"\"),\"\")","v":""},{"$f":"IF($B142<>\"\",IF(VLOOKUP(Map_Elec_Mid[[#This Row],[Measure]],'Measure Descriptions'!$B$10:$H$46,AO$99,FALSE)<>\"\",VLOOKUP(Map_Elec_Mid[[#This Row],[Measure]],'Measure Descriptions'!$B$10:$H$46,AO$99,FALSE),\"\"),\"\")","v":""},{"$f":"IF($B142<>\"\",IF(INDIRECT(\"Measures!\"&AP$99&$B142)<>\"\",INDIRECT(\"Measures!\"&AP$99&$B142),\"\"),\"\")","v":""},null,null,null,null,null,null,null,null,null,null,null,"","",{"$f":"IF($BA142<>\"\",IF(INDIRECT(\"Measures!\"&BD$99&$BA142)<>\"\",INDIRECT(\"Measures!\"&BD$99&$BA142),\"\"),\"\")","v":""},{"$f":"IF($BA142<>\"\",IF(INDIRECT(\"Measures!\"&BE$99&$BA142)<>\"\",INDIRECT(\"Measures!\"&BE$99&$BA142),\"\"),\"\")","v":""},{"$f":"IF($BA142<>\"\",IF(INDIRECT(\"Measures!\"&BF$99&$BA142)<>\"\",INDIRECT(\"Measures!\"&BF$99&$BA142),\"\"),\"\")","v":""},{"$f":"IF($BA142<>\"\",IF(INDIRECT(\"Measures!\"&BG$99&$BA142)<>\"\",INDIRECT(\"Measures!\"&BG$99&$BA142),\"\"),\"\")","v":""},{"$f":"IF($BA142<>\"\",IF(INDIRECT(\"Measures!\"&BH$99&$BA142)<>\"\",INDIRECT(\"Measures!\"&BH$99&$BA142),\"\"),\"\")","v":""},{"$f":"IF($BA142<>\"\",IF(INDIRECT(\"Measures!\"&BI$99&$BA142)<>\"\",INDIRECT(\"Measures!\"&BI$99&$BA142),\"\"),\"\")","v":""},{"$f":"IF($BA142<>\"\",IF(INDIRECT(\"Measures!\"&BJ$99&$BA142)<>\"\",INDIRECT(\"Measures!\"&BJ$99&$BA142),\"\"),\"\")","v":""},{"$f":"IF($BA142<>\"\",IF(INDIRECT(\"Measures!\"&BK$99&$BA142)<>\"\",INDIRECT(\"Measures!\"&BK$99&$BA142),\"\"),\"\")","v":""},{"$f":"IF($BA142<>\"\",IF(INDIRECT(\"Measures!\"&BL$99&$BA142)<>\"\",INDIRECT(\"Measures!\"&BL$99&$BA142),\"\"),\"\")","v":""},{"$f":"IF($BA142<>\"\",IF(INDIRECT(\"Measures!\"&BM$99&$BA142)<>\"\",INDIRECT(\"Measures!\"&BM$99&$BA142),\"\"),\"\")","v":""},{"$f":"IF($BA142<>\"\",IF(INDIRECT(\"Measures!\"&BN$99&$BA142)<>\"\",INDIRECT(\"Measures!\"&BN$99&$BA142),\"\"),\"\")","v":""},{"$f":"IF($BA142<>\"\",IF(INDIRECT(\"Measures!\"&BO$99&$BA142)<>\"\",INDIRECT(\"Measures!\"&BO$99&$BA142),\"\"),\"\")","v":""},{"$f":"IF($BA142<>\"\",IF(INDIRECT(\"Measures!\"&BP$99&$BA142)<>\"\",INDIRECT(\"Measures!\"&BP$99&$BA142),\"\"),\"\")","v":""},{"$f":"IF($BA142<>\"\",IF(INDIRECT(\"Measures!\"&BQ$99&$BA142)<>\"\",INDIRECT(\"Measures!\"&BQ$99&$BA142),\"\"),\"\")","v":""},{"$f":"IF($BA142<>\"\",IF(INDIRECT(\"Measures!\"&BR$99&$BA142)<>\"\",INDIRECT(\"Measures!\"&BR$99&$BA142),\"\"),\"\")","v":""},{"$f":"IF($BA142<>\"\",IF(INDIRECT(\"Measures!\"&BS$99&$BA142)<>\"\",INDIRECT(\"Measures!\"&BS$99&$BA142),\"\"),\"\")","v":""},{"$f":"IF($BA142<>\"\",IF(INDIRECT(\"Measures!\"&BT$99&$BA142)<>\"\",INDIRECT(\"Measures!\"&BT$99&$BA142),\"\"),\"\")","v":""},{"$f":"IF($BA142<>\"\",IF(INDIRECT(\"Measures!\"&BU$99&$BA142)<>\"\",INDIRECT(\"Measures!\"&BU$99&$BA142),\"\"),\"\")","v":""},{"$f":"IF($BA142<>\"\",IF(INDIRECT(\"Measures!\"&BV$99&$BA142)<>\"\",INDIRECT(\"Measures!\"&BV$99&$BA142),\"\"),\"\")","v":""},{"$f":"IF($BA142<>\"\",IF(INDIRECT(\"Measures!\"&BW$99&$BA142)<>\"\",INDIRECT(\"Measures!\"&BW$99&$BA142),\"\"),\"\")","v":""},{"$f":"IF($BA142<>\"\",IF(INDIRECT(\"Measures!\"&BX$99&$BA142)<>\"\",INDIRECT(\"Measures!\"&BX$99&$BA142),\"\"),\"\")","v":""},{"$f":"IF($BA142<>\"\",IF(INDIRECT(\"Measures!\"&BY$99&$BA142)<>\"\",INDIRECT(\"Measures!\"&BY$99&$BA142),\"\"),\"\")","v":""},{"$f":"IF($BA142<>\"\",IF(INDIRECT(\"Measures!\"&BZ$99&$BA142)<>\"\",INDIRECT(\"Measures!\"&BZ$99&$BA142),\"\"),\"\")","v":""},{"$f":"IF($BA142<>\"\",IF(INDIRECT(\"Measures!\"&CA$99&$BA142)<>\"\",INDIRECT(\"Measures!\"&CA$99&$BA142),\"\"),\"\")","v":""},{"$f":"IF($BA142<>\"\",IF(INDIRECT(\"Measures!\"&CB$99&$BA142)<>\"\",INDIRECT(\"Measures!\"&CB$99&$BA142),\"\"),\"\")","v":""},{"$f":"IF($BA142<>\"\",IF(INDIRECT(\"Measures!\"&CC$99&$BA142)<>\"\",INDIRECT(\"Measures!\"&CC$99&$BA142),\"\"),\"\")","v":""},{"$f":"IF($BA142<>\"\",IF(INDIRECT(\"Measures!\"&CD$99&$BA142)<>\"\",INDIRECT(\"Measures!\"&CD$99&$BA142),\"\"),\"\")","v":""},{"$f":"IF($BA142<>\"\",IF(INDIRECT(\"Measures!\"&CE$99&$BA142)<>\"\",INDIRECT(\"Measures!\"&CE$99&$BA142),\"\"),\"\")","v":""},{"$f":"IF($BA142<>\"\",IF(INDIRECT(\"Measures!\"&CF$99&$BA142)<>\"\",INDIRECT(\"Measures!\"&CF$99&$BA142),\"\"),\"\")","v":""},{"$f":"IF($BA142<>\"\",IF(INDIRECT(\"Measures!\"&CG$99&$BA142)<>\"\",INDIRECT(\"Measures!\"&CG$99&$BA142),\"\"),\"\")","v":""},{"$f":"INDEX('Measure Descriptions'!$A$10:$A$46,MATCH(Map_Gas_Mid[[#This Row],[Measure]],'Measure Descriptions'!$B$10:$B$46,0))","v":""},{"$f":"IF($BA142<>\"\",IF(VLOOKUP(Map_Gas_Mid[[#This Row],[Measure]],'Measure Descriptions'!$B$10:$H$46,CI$99,FALSE)<>\"\",VLOOKUP(Map_Gas_Mid[[#This Row],[Measure]],'Measure Descriptions'!$B$10:$H$46,CI$99,FALSE),\"\"),\"\")","v":""},{"$f":"IF($BA142<>\"\",IF(VLOOKUP(Map_Gas_Mid[[#This Row],[Measure]],'Measure Descriptions'!$B$10:$H$46,CJ$99,FALSE)<>\"\",VLOOKUP(Map_Gas_Mid[[#This Row],[Measure]],'Measure Descriptions'!$B$10:$H$46,CJ$99,FALSE),\"\"),\"\")","v":""},{"$f":"IF($BA142<>\"\",IF(VLOOKUP(Map_Gas_Mid[[#This Row],[Measure]],'Measure Descriptions'!$B$10:$H$46,CK$99,FALSE)<>\"\",VLOOKUP(Map_Gas_Mid[[#This Row],[Measure]],'Measure Descriptions'!$B$10:$H$46,CK$99,FALSE),\"\"),\"\")","v":""},{"$f":"IF($BA142<>\"\",IF(VLOOKUP(Map_Gas_Mid[[#This Row],[Measure]],'Measure Descriptions'!$B$10:$H$46,CL$99,FALSE)<>\"\",VLOOKUP(Map_Gas_Mid[[#This Row],[Measure]],'Measure Descriptions'!$B$10:$H$46,CL$99,FALSE),\"\"),\"\")","v":""},{"$f":"IF($BA142<>\"\",IF(VLOOKUP(Map_Gas_Mid[[#This Row],[Measure]],'Measure Descriptions'!$B$10:$H$46,CM$99,FALSE)<>\"\",VLOOKUP(Map_Gas_Mid[[#This Row],[Measure]],'Measure Descriptions'!$B$10:$H$46,CM$99,FALSE),\"\"),\"\")","v":""},{"$f":"IF($BA142<>\"\",IF(VLOOKUP(Map_Gas_Mid[[#This Row],[Measure]],'Measure Descriptions'!$B$10:$H$46,CN$99,FALSE)<>\"\",VLOOKUP(Map_Gas_Mid[[#This Row],[Measure]],'Measure Descriptions'!$B$10:$H$46,CN$99,FALSE),\"\"),\"\")","v":""},{"$f":"IF($BA142<>\"\",IF(INDIRECT(\"Measures!\"&CO$99&$BA142)<>\"\",INDIRECT(\"Measures!\"&CO$99&$BA142),\"\"),\"\")","v":""}]
[null,null,"","",{"$f":"IF($B143<>\"\",IF(INDIRECT(\"Measures!\"&E$99&$B143)<>\"\",INDIRECT(\"Measures!\"&E$99&$B143),\"\"),\"\")","v":""},{"$f":"IF($B143<>\"\",IF(INDIRECT(\"Measures!\"&F$99&$B143)<>\"\",INDIRECT(\"Measures!\"&F$99&$B143),\"\"),\"\")","v":""},{"$f":"IF($B143<>\"\",IF(INDIRECT(\"Measures!\"&G$99&$B143)<>\"\",INDIRECT(\"Measures!\"&G$99&$B143),\"\"),\"\")","v":""},{"$f":"IF($B143<>\"\",IF(INDIRECT(\"Measures!\"&H$99&$B143)<>\"\",INDIRECT(\"Measures!\"&H$99&$B143),\"\"),\"\")","v":""},{"$f":"IF($B143<>\"\",IF(INDIRECT(\"Measures!\"&I$99&$B143)<>\"\",INDIRECT(\"Measures!\"&I$99&$B143),\"\"),\"\")","v":""},{"$f":"IF($B143<>\"\",IF(INDIRECT(\"Measures!\"&J$99&$B143)<>\"\",INDIRECT(\"Measures!\"&J$99&$B143),\"\"),\"\")","v":""},{"$f":"IF($B143<>\"\",IF(INDIRECT(\"Measures!\"&K$99&$B143)<>\"\",INDIRECT(\"Measures!\"&K$99&$B143),\"\"),\"\")","v":""},{"$f":"IF($B143<>\"\",IF(INDIRECT(\"Measures!\"&L$99&$B143)<>\"\",INDIRECT(\"Measures!\"&L$99&$B143),\"\"),\"\")","v":""},{"$f":"IF($B143<>\"\",IF(INDIRECT(\"Measures!\"&M$99&$B143)<>\"\",INDIRECT(\"Measures!\"&M$99&$B143),\"\"),\"\")","v":""},{"$f":"IF($B143<>\"\",IF(INDIRECT(\"Measures!\"&N$99&$B143)<>\"\",INDIRECT(\"Measures!\"&N$99&$B143),\"\"),\"\")","v":""},{"$f":"IF($B143<>\"\",IF(INDIRECT(\"Measures!\"&O$99&$B143)<>\"\",INDIRECT(\"Measures!\"&O$99&$B143),\"\"),\"\")","v":""},{"$f":"IF($B143<>\"\",IF(INDIRECT(\"Measures!\"&P$99&$B143)<>\"\",INDIRECT(\"Measures!\"&P$99&$B143),\"\"),\"\")","v":""},{"$f":"IF($B143<>\"\",IF(INDIRECT(\"Measures!\"&Q$99&$B143)<>\"\",INDIRECT(\"Measures!\"&Q$99&$B143),\"\"),\"\")","v":""},{"$f":"IF($B143<>\"\",IF(INDIRECT(\"Measures!\"&R$99&$B143)<>\"\",INDIRECT(\"Measures!\"&R$99&$B143),\"\"),\"\")","v":""},{"$f":"IF($B143<>\"\",IF(INDIRECT(\"Measures!\"&S$99&$B143)<>\"\",INDIRECT(\"Measures!\"&S$99&$B143),\"\"),\"\")","v":""},{"$f":"IF($B143<>\"\",IF(INDIRECT(\"Measures!\"&T$99&$B143)<>\"\",INDIRECT(\"Measures!\"&T$99&$B143),\"\"),\"\")","v":""},{"$f":"IF($B143<>\"\",IF(INDIRECT(\"Measures!\"&U$99&$B143)<>\"\",INDIRECT(\"Measures!\"&U$99&$B143),\"\"),\"\")","v":""},{"$f":"IF($B143<>\"\",IF(INDIRECT(\"Measures!\"&V$99&$B143)<>\"\",INDIRECT(\"Measures!\"&V$99&$B143),\"\"),\"\")","v":""},{"$f":"IF($B143<>\"\",IF(INDIRECT(\"Measures!\"&W$99&$B143)<>\"\",INDIRECT(\"Measures!\"&W$99&$B143),\"\"),\"\")","v":""},{"$f":"IF($B143<>\"\",IF(INDIRECT(\"Measures!\"&X$99&$B143)<>\"\",INDIRECT(\"Measures!\"&X$99&$B143),\"\"),\"\")","v":""},{"$f":"IF($B143<>\"\",IF(INDIRECT(\"Measures!\"&Y$99&$B143)<>\"\",INDIRECT(\"Measures!\"&Y$99&$B143),\"\"),\"\")","v":""},{"$f":"IF($B143<>\"\",IF(INDIRECT(\"Measures!\"&Z$99&$B143)<>\"\",INDIRECT(\"Measures!\"&Z$99&$B143),\"\"),\"\")","v":""},{"$f":"IF($B143<>\"\",IF(INDIRECT(\"Measures!\"&AA$99&$B143)<>\"\",INDIRECT(\"Measures!\"&AA$99&$B143),\"\"),\"\")","v":""},{"$f":"IF($B143<>\"\",IF(INDIRECT(\"Measures!\"&AB$99&$B143)<>\"\",INDIRECT(\"Measures!\"&AB$99&$B143),\"\"),\"\")","v":""},{"$f":"IF($B143<>\"\",IF(INDIRECT(\"Measures!\"&AC$99&$B143)<>\"\",INDIRECT(\"Measures!\"&AC$99&$B143),\"\"),\"\")","v":""},{"$f":"IF($B143<>\"\",IF(INDIRECT(\"Measures!\"&AD$99&$B143)<>\"\",INDIRECT(\"Measures!\"&AD$99&$B143),\"\"),\"\")","v":""},{"$f":"IF($B143<>\"\",IF(INDIRECT(\"Measures!\"&AE$99&$B143)<>\"\",INDIRECT(\"Measures!\"&AE$99&$B143),\"\"),\"\")","v":""},{"$f":"IF($B143<>\"\",IF(INDIRECT(\"Measures!\"&AF$99&$B143)<>\"\",INDIRECT(\"Measures!\"&AF$99&$B143),\"\"),\"\")","v":""},{"$f":"IF($B143<>\"\",IF(INDIRECT(\"Measures!\"&AG$99&$B143)<>\"\",INDIRECT(\"Measures!\"&AG$99&$B143),\"\"),\"\")","v":""},{"$f":"IF($B143<>\"\",IF(INDIRECT(\"Measures!\"&AH$99&$B143)<>\"\",INDIRECT(\"Measures!\"&AH$99&$B143),\"\"),\"\")","v":""},{"$f":"INDEX('Measure Descriptions'!$A$10:$A$46,MATCH(Map_Elec_Mid[[#This Row],[Measure]],'Measure Descriptions'!$B$10:$B$46,0))","v":""},{"$f":"IF($B143<>\"\",IF(VLOOKUP(Map_Elec_Mid[[#This Row],[Measure]],'Measure Descriptions'!$B$10:$H$46,AJ$99,FALSE)<>\"\",VLOOKUP(Map_Elec_Mid[[#This Row],[Measure]],'Measure Descriptions'!$B$10:$H$46,AJ$99,FALSE),\"\"),\"\")","v":""},{"$f":"IF($B143<>\"\",IF(VLOOKUP(Map_Elec_Mid[[#This Row],[Measure]],'Measure Descriptions'!$B$10:$H$46,AK$99,FALSE)<>\"\",VLOOKUP(Map_Elec_Mid[[#This Row],[Measure]],'Measure Descriptions'!$B$10:$H$46,AK$99,FALSE),\"\"),\"\")","v":""},{"$f":"IF($B143<>\"\",IF(VLOOKUP(Map_Elec_Mid[[#This Row],[Measure]],'Measure Descriptions'!$B$10:$H$46,AL$99,FALSE)<>\"\",VLOOKUP(Map_Elec_Mid[[#This Row],[Measure]],'Measure Descriptions'!$B$10:$H$46,AL$99,FALSE),\"\"),\"\")","v":""},{"$f":"IF($B143<>\"\",IF(VLOOKUP(Map_Elec_Mid[[#This Row],[Measure]],'Measure Descriptions'!$B$10:$H$46,AM$99,FALSE)<>\"\",VLOOKUP(Map_Elec_Mid[[#This Row],[Measure]],'Measure Descriptions'!$B$10:$H$46,AM$99,FALSE),\"\"),\"\")","v":""},{"$f":"IF($B143<>\"\",IF(VLOOKUP(Map_Elec_Mid[[#This Row],[Measure]],'Measure Descriptions'!$B$10:$H$46,AN$99,FALSE)<>\"\",VLOOKUP(Map_Elec_Mid[[#This Row],[Measure]],'Measure Descriptions'!$B$10:$H$46,AN$99,FALSE),\"\"),\"\")","v":""},{"$f":"IF($B143<>\"\",IF(VLOOKUP(Map_Elec_Mid[[#This Row],[Measure]],'Measure Descriptions'!$B$10:$H$46,AO$99,FALSE)<>\"\",VLOOKUP(Map_Elec_Mid[[#This Row],[Measure]],'Measure Descriptions'!$B$10:$H$46,AO$99,FALSE),\"\"),\"\")","v":""},{"$f":"IF($B143<>\"\",IF(INDIRECT(\"Measures!\"&AP$99&$B143)<>\"\",INDIRECT(\"Measures!\"&AP$99&$B143),\"\"),\"\")","v":""},null,null,null,null,null,null,null,null,null,null,null,"","",{"$f":"IF($BA143<>\"\",IF(INDIRECT(\"Measures!\"&BD$99&$BA143)<>\"\",INDIRECT(\"Measures!\"&BD$99&$BA143),\"\"),\"\")","v":""},{"$f":"IF($BA143<>\"\",IF(INDIRECT(\"Measures!\"&BE$99&$BA143)<>\"\",INDIRECT(\"Measures!\"&BE$99&$BA143),\"\"),\"\")","v":""},{"$f":"IF($BA143<>\"\",IF(INDIRECT(\"Measures!\"&BF$99&$BA143)<>\"\",INDIRECT(\"Measures!\"&BF$99&$BA143),\"\"),\"\")","v":""},{"$f":"IF($BA143<>\"\",IF(INDIRECT(\"Measures!\"&BG$99&$BA143)<>\"\",INDIRECT(\"Measures!\"&BG$99&$BA143),\"\"),\"\")","v":""},{"$f":"IF($BA143<>\"\",IF(INDIRECT(\"Measures!\"&BH$99&$BA143)<>\"\",INDIRECT(\"Measures!\"&BH$99&$BA143),\"\"),\"\")","v":""},{"$f":"IF($BA143<>\"\",IF(INDIRECT(\"Measures!\"&BI$99&$BA143)<>\"\",INDIRECT(\"Measures!\"&BI$99&$BA143),\"\"),\"\")","v":""},{"$f":"IF($BA143<>\"\",IF(INDIRECT(\"Measures!\"&BJ$99&$BA143)<>\"\",INDIRECT(\"Measures!\"&BJ$99&$BA143),\"\"),\"\")","v":""},{"$f":"IF($BA143<>\"\",IF(INDIRECT(\"Measures!\"&BK$99&$BA143)<>\"\",INDIRECT(\"Measures!\"&BK$99&$BA143),\"\"),\"\")","v":""},{"$f":"IF($BA143<>\"\",IF(INDIRECT(\"Measures!\"&BL$99&$BA143)<>\"\",INDIRECT(\"Measures!\"&BL$99&$BA143),\"\"),\"\")","v":""},{"$f":"IF($BA143<>\"\",IF(INDIRECT(\"Measures!\"&BM$99&$BA143)<>\"\",INDIRECT(\"Measures!\"&BM$99&$BA143),\"\"),\"\")","v":""},{"$f":"IF($BA143<>\"\",IF(INDIRECT(\"Measures!\"&BN$99&$BA143)<>\"\",INDIRECT(\"Measures!\"&BN$99&$BA143),\"\"),\"\")","v":""},{"$f":"IF($BA143<>\"\",IF(INDIRECT(\"Measures!\"&BO$99&$BA143)<>\"\",INDIRECT(\"Measures!\"&BO$99&$BA143),\"\"),\"\")","v":""},{"$f":"IF($BA143<>\"\",IF(INDIRECT(\"Measures!\"&BP$99&$BA143)<>\"\",INDIRECT(\"Measures!\"&BP$99&$BA143),\"\"),\"\")","v":""},{"$f":"IF($BA143<>\"\",IF(INDIRECT(\"Measures!\"&BQ$99&$BA143)<>\"\",INDIRECT(\"Measures!\"&BQ$99&$BA143),\"\"),\"\")","v":""},{"$f":"IF($BA143<>\"\",IF(INDIRECT(\"Measures!\"&BR$99&$BA143)<>\"\",INDIRECT(\"Measures!\"&BR$99&$BA143),\"\"),\"\")","v":""},{"$f":"IF($BA143<>\"\",IF(INDIRECT(\"Measures!\"&BS$99&$BA143)<>\"\",INDIRECT(\"Measures!\"&BS$99&$BA143),\"\"),\"\")","v":""},{"$f":"IF($BA143<>\"\",IF(INDIRECT(\"Measures!\"&BT$99&$BA143)<>\"\",INDIRECT(\"Measures!\"&BT$99&$BA143),\"\"),\"\")","v":""},{"$f":"IF($BA143<>\"\",IF(INDIRECT(\"Measures!\"&BU$99&$BA143)<>\"\",INDIRECT(\"Measures!\"&BU$99&$BA143),\"\"),\"\")","v":""},{"$f":"IF($BA143<>\"\",IF(INDIRECT(\"Measures!\"&BV$99&$BA143)<>\"\",INDIRECT(\"Measures!\"&BV$99&$BA143),\"\"),\"\")","v":""},{"$f":"IF($BA143<>\"\",IF(INDIRECT(\"Measures!\"&BW$99&$BA143)<>\"\",INDIRECT(\"Measures!\"&BW$99&$BA143),\"\"),\"\")","v":""},{"$f":"IF($BA143<>\"\",IF(INDIRECT(\"Measures!\"&BX$99&$BA143)<>\"\",INDIRECT(\"Measures!\"&BX$99&$BA143),\"\"),\"\")","v":""},{"$f":"IF($BA143<>\"\",IF(INDIRECT(\"Measures!\"&BY$99&$BA143)<>\"\",INDIRECT(\"Measures!\"&BY$99&$BA143),\"\"),\"\")","v":""},{"$f":"IF($BA143<>\"\",IF(INDIRECT(\"Measures!\"&BZ$99&$BA143)<>\"\",INDIRECT(\"Measures!\"&BZ$99&$BA143),\"\"),\"\")","v":""},{"$f":"IF($BA143<>\"\",IF(INDIRECT(\"Measures!\"&CA$99&$BA143)<>\"\",INDIRECT(\"Measures!\"&CA$99&$BA143),\"\"),\"\")","v":""},{"$f":"IF($BA143<>\"\",IF(INDIRECT(\"Measures!\"&CB$99&$BA143)<>\"\",INDIRECT(\"Measures!\"&CB$99&$BA143),\"\"),\"\")","v":""},{"$f":"IF($BA143<>\"\",IF(INDIRECT(\"Measures!\"&CC$99&$BA143)<>\"\",INDIRECT(\"Measures!\"&CC$99&$BA143),\"\"),\"\")","v":""},{"$f":"IF($BA143<>\"\",IF(INDIRECT(\"Measures!\"&CD$99&$BA143)<>\"\",INDIRECT(\"Measures!\"&CD$99&$BA143),\"\"),\"\")","v":""},{"$f":"IF($BA143<>\"\",IF(INDIRECT(\"Measures!\"&CE$99&$BA143)<>\"\",INDIRECT(\"Measures!\"&CE$99&$BA143),\"\"),\"\")","v":""},{"$f":"IF($BA143<>\"\",IF(INDIRECT(\"Measures!\"&CF$99&$BA143)<>\"\",INDIRECT(\"Measures!\"&CF$99&$BA143),\"\"),\"\")","v":""},{"$f":"IF($BA143<>\"\",IF(INDIRECT(\"Measures!\"&CG$99&$BA143)<>\"\",INDIRECT(\"Measures!\"&CG$99&$BA143),\"\"),\"\")","v":""},{"$f":"INDEX('Measure Descriptions'!$A$10:$A$46,MATCH(Map_Gas_Mid[[#This Row],[Measure]],'Measure Descriptions'!$B$10:$B$46,0))","v":""},{"$f":"IF($BA143<>\"\",IF(VLOOKUP(Map_Gas_Mid[[#This Row],[Measure]],'Measure Descriptions'!$B$10:$H$46,CI$99,FALSE)<>\"\",VLOOKUP(Map_Gas_Mid[[#This Row],[Measure]],'Measure Descriptions'!$B$10:$H$46,CI$99,FALSE),\"\"),\"\")","v":""},{"$f":"IF($BA143<>\"\",IF(VLOOKUP(Map_Gas_Mid[[#This Row],[Measure]],'Measure Descriptions'!$B$10:$H$46,CJ$99,FALSE)<>\"\",VLOOKUP(Map_Gas_Mid[[#This Row],[Measure]],'Measure Descriptions'!$B$10:$H$46,CJ$99,FALSE),\"\"),\"\")","v":""},{"$f":"IF($BA143<>\"\",IF(VLOOKUP(Map_Gas_Mid[[#This Row],[Measure]],'Measure Descriptions'!$B$10:$H$46,CK$99,FALSE)<>\"\",VLOOKUP(Map_Gas_Mid[[#This Row],[Measure]],'Measure Descriptions'!$B$10:$H$46,CK$99,FALSE),\"\"),\"\")","v":""},{"$f":"IF($BA143<>\"\",IF(VLOOKUP(Map_Gas_Mid[[#This Row],[Measure]],'Measure Descriptions'!$B$10:$H$46,CL$99,FALSE)<>\"\",VLOOKUP(Map_Gas_Mid[[#This Row],[Measure]],'Measure Descriptions'!$B$10:$H$46,CL$99,FALSE),\"\"),\"\")","v":""},{"$f":"IF($BA143<>\"\",IF(VLOOKUP(Map_Gas_Mid[[#This Row],[Measure]],'Measure Descriptions'!$B$10:$H$46,CM$99,FALSE)<>\"\",VLOOKUP(Map_Gas_Mid[[#This Row],[Measure]],'Measure Descriptions'!$B$10:$H$46,CM$99,FALSE),\"\"),\"\")","v":""},{"$f":"IF($BA143<>\"\",IF(VLOOKUP(Map_Gas_Mid[[#This Row],[Measure]],'Measure Descriptions'!$B$10:$H$46,CN$99,FALSE)<>\"\",VLOOKUP(Map_Gas_Mid[[#This Row],[Measure]],'Measure Descriptions'!$B$10:$H$46,CN$99,FALSE),\"\"),\"\")","v":""},{"$f":"IF($BA143<>\"\",IF(INDIRECT(\"Measures!\"&CO$99&$BA143)<>\"\",INDIRECT(\"Measures!\"&CO$99&$BA143),\"\"),\"\")","v":""}]
[null,null,"","",{"$f":"IF($B144<>\"\",IF(INDIRECT(\"Measures!\"&E$99&$B144)<>\"\",INDIRECT(\"Measures!\"&E$99&$B144),\"\"),\"\")","v":""},{"$f":"IF($B144<>\"\",IF(INDIRECT(\"Measures!\"&F$99&$B144)<>\"\",INDIRECT(\"Measures!\"&F$99&$B144),\"\"),\"\")","v":""},{"$f":"IF($B144<>\"\",IF(INDIRECT(\"Measures!\"&G$99&$B144)<>\"\",INDIRECT(\"Measures!\"&G$99&$B144),\"\"),\"\")","v":""},{"$f":"IF($B144<>\"\",IF(INDIRECT(\"Measures!\"&H$99&$B144)<>\"\",INDIRECT(\"Measures!\"&H$99&$B144),\"\"),\"\")","v":""},{"$f":"IF($B144<>\"\",IF(INDIRECT(\"Measures!\"&I$99&$B144)<>\"\",INDIRECT(\"Measures!\"&I$99&$B144),\"\"),\"\")","v":""},{"$f":"IF($B144<>\"\",IF(INDIRECT(\"Measures!\"&J$99&$B144)<>\"\",INDIRECT(\"Measures!\"&J$99&$B144),\"\"),\"\")","v":""},{"$f":"IF($B144<>\"\",IF(INDIRECT(\"Measures!\"&K$99&$B144)<>\"\",INDIRECT(\"Measures!\"&K$99&$B144),\"\"),\"\")","v":""},{"$f":"IF($B144<>\"\",IF(INDIRECT(\"Measures!\"&L$99&$B144)<>\"\",INDIRECT(\"Measures!\"&L$99&$B144),\"\"),\"\")","v":""},{"$f":"IF($B144<>\"\",IF(INDIRECT(\"Measures!\"&M$99&$B144)<>\"\",INDIRECT(\"Measures!\"&M$99&$B144),\"\"),\"\")","v":""},{"$f":"IF($B144<>\"\",IF(INDIRECT(\"Measures!\"&N$99&$B144)<>\"\",INDIRECT(\"Measures!\"&N$99&$B144),\"\"),\"\")","v":""},{"$f":"IF($B144<>\"\",IF(INDIRECT(\"Measures!\"&O$99&$B144)<>\"\",INDIRECT(\"Measures!\"&O$99&$B144),\"\"),\"\")","v":""},{"$f":"IF($B144<>\"\",IF(INDIRECT(\"Measures!\"&P$99&$B144)<>\"\",INDIRECT(\"Measures!\"&P$99&$B144),\"\"),\"\")","v":""},{"$f":"IF($B144<>\"\",IF(INDIRECT(\"Measures!\"&Q$99&$B144)<>\"\",INDIRECT(\"Measures!\"&Q$99&$B144),\"\"),\"\")","v":""},{"$f":"IF($B144<>\"\",IF(INDIRECT(\"Measures!\"&R$99&$B144)<>\"\",INDIRECT(\"Measures!\"&R$99&$B144),\"\"),\"\")","v":""},{"$f":"IF($B144<>\"\",IF(INDIRECT(\"Measures!\"&S$99&$B144)<>\"\",INDIRECT(\"Measures!\"&S$99&$B144),\"\"),\"\")","v":""},{"$f":"IF($B144<>\"\",IF(INDIRECT(\"Measures!\"&T$99&$B144)<>\"\",INDIRECT(\"Measures!\"&T$99&$B144),\"\"),\"\")","v":""},{"$f":"IF($B144<>\"\",IF(INDIRECT(\"Measures!\"&U$99&$B144)<>\"\",INDIRECT(\"Measures!\"&U$99&$B144),\"\"),\"\")","v":""},{"$f":"IF($B144<>\"\",IF(INDIRECT(\"Measures!\"&V$99&$B144)<>\"\",INDIRECT(\"Measures!\"&V$99&$B144),\"\"),\"\")","v":""},{"$f":"IF($B144<>\"\",IF(INDIRECT(\"Measures!\"&W$99&$B144)<>\"\",INDIRECT(\"Measures!\"&W$99&$B144),\"\"),\"\")","v":""},{"$f":"IF($B144<>\"\",IF(INDIRECT(\"Measures!\"&X$99&$B144)<>\"\",INDIRECT(\"Measures!\"&X$99&$B144),\"\"),\"\")","v":""},{"$f":"IF($B144<>\"\",IF(INDIRECT(\"Measures!\"&Y$99&$B144)<>\"\",INDIRECT(\"Measures!\"&Y$99&$B144),\"\"),\"\")","v":""},{"$f":"IF($B144<>\"\",IF(INDIRECT(\"Measures!\"&Z$99&$B144)<>\"\",INDIRECT(\"Measures!\"&Z$99&$B144),\"\"),\"\")","v":""},{"$f":"IF($B144<>\"\",IF(INDIRECT(\"Measures!\"&AA$99&$B144)<>\"\",INDIRECT(\"Measures!\"&AA$99&$B144),\"\"),\"\")","v":""},{"$f":"IF($B144<>\"\",IF(INDIRECT(\"Measures!\"&AB$99&$B144)<>\"\",INDIRECT(\"Measures!\"&AB$99&$B144),\"\"),\"\")","v":""},{"$f":"IF($B144<>\"\",IF(INDIRECT(\"Measures!\"&AC$99&$B144)<>\"\",INDIRECT(\"Measures!\"&AC$99&$B144),\"\"),\"\")","v":""},{"$f":"IF($B144<>\"\",IF(INDIRECT(\"Measures!\"&AD$99&$B144)<>\"\",INDIRECT(\"Measures!\"&AD$99&$B144),\"\"),\"\")","v":""},{"$f":"IF($B144<>\"\",IF(INDIRECT(\"Measures!\"&AE$99&$B144)<>\"\",INDIRECT(\"Measures!\"&AE$99&$B144),\"\"),\"\")","v":""},{"$f":"IF($B144<>\"\",IF(INDIRECT(\"Measures!\"&AF$99&$B144)<>\"\",INDIRECT(\"Measures!\"&AF$99&$B144),\"\"),\"\")","v":""},{"$f":"IF($B144<>\"\",IF(INDIRECT(\"Measures!\"&AG$99&$B144)<>\"\",INDIRECT(\"Measures!\"&AG$99&$B144),\"\"),\"\")","v":""},{"$f":"IF($B144<>\"\",IF(INDIRECT(\"Measures!\"&AH$99&$B144)<>\"\",INDIRECT(\"Measures!\"&AH$99&$B144),\"\"),\"\")","v":""},{"$f":"INDEX('Measure Descriptions'!$A$10:$A$46,MATCH(Map_Elec_Mid[[#This Row],[Measure]],'Measure Descriptions'!$B$10:$B$46,0))","v":""},{"$f":"IF($B144<>\"\",IF(VLOOKUP(Map_Elec_Mid[[#This Row],[Measure]],'Measure Descriptions'!$B$10:$H$46,AJ$99,FALSE)<>\"\",VLOOKUP(Map_Elec_Mid[[#This Row],[Measure]],'Measure Descriptions'!$B$10:$H$46,AJ$99,FALSE),\"\"),\"\")","v":""},{"$f":"IF($B144<>\"\",IF(VLOOKUP(Map_Elec_Mid[[#This Row],[Measure]],'Measure Descriptions'!$B$10:$H$46,AK$99,FALSE)<>\"\",VLOOKUP(Map_Elec_Mid[[#This Row],[Measure]],'Measure Descriptions'!$B$10:$H$46,AK$99,FALSE),\"\"),\"\")","v":""},{"$f":"IF($B144<>\"\",IF(VLOOKUP(Map_Elec_Mid[[#This Row],[Measure]],'Measure Descriptions'!$B$10:$H$46,AL$99,FALSE)<>\"\",VLOOKUP(Map_Elec_Mid[[#This Row],[Measure]],'Measure Descriptions'!$B$10:$H$46,AL$99,FALSE),\"\"),\"\")","v":""},{"$f":"IF($B144<>\"\",IF(VLOOKUP(Map_Elec_Mid[[#This Row],[Measure]],'Measure Descriptions'!$B$10:$H$46,AM$99,FALSE)<>\"\",VLOOKUP(Map_Elec_Mid[[#This Row],[Measure]],'Measure Descriptions'!$B$10:$H$46,AM$99,FALSE),\"\"),\"\")","v":""},{"$f":"IF($B144<>\"\",IF(VLOOKUP(Map_Elec_Mid[[#This Row],[Measure]],'Measure Descriptions'!$B$10:$H$46,AN$99,FALSE)<>\"\",VLOOKUP(Map_Elec_Mid[[#This Row],[Measure]],'Measure Descriptions'!$B$10:$H$46,AN$99,FALSE),\"\"),\"\")","v":""},{"$f":"IF($B144<>\"\",IF(VLOOKUP(Map_Elec_Mid[[#This Row],[Measure]],'Measure Descriptions'!$B$10:$H$46,AO$99,FALSE)<>\"\",VLOOKUP(Map_Elec_Mid[[#This Row],[Measure]],'Measure Descriptions'!$B$10:$H$46,AO$99,FALSE),\"\"),\"\")","v":""},{"$f":"IF($B144<>\"\",IF(INDIRECT(\"Measures!\"&AP$99&$B144)<>\"\",INDIRECT(\"Measures!\"&AP$99&$B144),\"\"),\"\")","v":""},null,null,null,null,null,null,null,null,null,null,null,"","",{"$f":"IF($BA144<>\"\",IF(INDIRECT(\"Measures!\"&BD$99&$BA144)<>\"\",INDIRECT(\"Measures!\"&BD$99&$BA144),\"\"),\"\")","v":""},{"$f":"IF($BA144<>\"\",IF(INDIRECT(\"Measures!\"&BE$99&$BA144)<>\"\",INDIRECT(\"Measures!\"&BE$99&$BA144),\"\"),\"\")","v":""},{"$f":"IF($BA144<>\"\",IF(INDIRECT(\"Measures!\"&BF$99&$BA144)<>\"\",INDIRECT(\"Measures!\"&BF$99&$BA144),\"\"),\"\")","v":""},{"$f":"IF($BA144<>\"\",IF(INDIRECT(\"Measures!\"&BG$99&$BA144)<>\"\",INDIRECT(\"Measures!\"&BG$99&$BA144),\"\"),\"\")","v":""},{"$f":"IF($BA144<>\"\",IF(INDIRECT(\"Measures!\"&BH$99&$BA144)<>\"\",INDIRECT(\"Measures!\"&BH$99&$BA144),\"\"),\"\")","v":""},{"$f":"IF($BA144<>\"\",IF(INDIRECT(\"Measures!\"&BI$99&$BA144)<>\"\",INDIRECT(\"Measures!\"&BI$99&$BA144),\"\"),\"\")","v":""},{"$f":"IF($BA144<>\"\",IF(INDIRECT(\"Measures!\"&BJ$99&$BA144)<>\"\",INDIRECT(\"Measures!\"&BJ$99&$BA144),\"\"),\"\")","v":""},{"$f":"IF($BA144<>\"\",IF(INDIRECT(\"Measures!\"&BK$99&$BA144)<>\"\",INDIRECT(\"Measures!\"&BK$99&$BA144),\"\"),\"\")","v":""},{"$f":"IF($BA144<>\"\",IF(INDIRECT(\"Measures!\"&BL$99&$BA144)<>\"\",INDIRECT(\"Measures!\"&BL$99&$BA144),\"\"),\"\")","v":""},{"$f":"IF($BA144<>\"\",IF(INDIRECT(\"Measures!\"&BM$99&$BA144)<>\"\",INDIRECT(\"Measures!\"&BM$99&$BA144),\"\"),\"\")","v":""},{"$f":"IF($BA144<>\"\",IF(INDIRECT(\"Measures!\"&BN$99&$BA144)<>\"\",INDIRECT(\"Measures!\"&BN$99&$BA144),\"\"),\"\")","v":""},{"$f":"IF($BA144<>\"\",IF(INDIRECT(\"Measures!\"&BO$99&$BA144)<>\"\",INDIRECT(\"Measures!\"&BO$99&$BA144),\"\"),\"\")","v":""},{"$f":"IF($BA144<>\"\",IF(INDIRECT(\"Measures!\"&BP$99&$BA144)<>\"\",INDIRECT(\"Measures!\"&BP$99&$BA144),\"\"),\"\")","v":""},{"$f":"IF($BA144<>\"\",IF(INDIRECT(\"Measures!\"&BQ$99&$BA144)<>\"\",INDIRECT(\"Measures!\"&BQ$99&$BA144),\"\"),\"\")","v":""},{"$f":"IF($BA144<>\"\",IF(INDIRECT(\"Measures!\"&BR$99&$BA144)<>\"\",INDIRECT(\"Measures!\"&BR$99&$BA144),\"\"),\"\")","v":""},{"$f":"IF($BA144<>\"\",IF(INDIRECT(\"Measures!\"&BS$99&$BA144)<>\"\",INDIRECT(\"Measures!\"&BS$99&$BA144),\"\"),\"\")","v":""},{"$f":"IF($BA144<>\"\",IF(INDIRECT(\"Measures!\"&BT$99&$BA144)<>\"\",INDIRECT(\"Measures!\"&BT$99&$BA144),\"\"),\"\")","v":""},{"$f":"IF($BA144<>\"\",IF(INDIRECT(\"Measures!\"&BU$99&$BA144)<>\"\",INDIRECT(\"Measures!\"&BU$99&$BA144),\"\"),\"\")","v":""},{"$f":"IF($BA144<>\"\",IF(INDIRECT(\"Measures!\"&BV$99&$BA144)<>\"\",INDIRECT(\"Measures!\"&BV$99&$BA144),\"\"),\"\")","v":""},{"$f":"IF($BA144<>\"\",IF(INDIRECT(\"Measures!\"&BW$99&$BA144)<>\"\",INDIRECT(\"Measures!\"&BW$99&$BA144),\"\"),\"\")","v":""},{"$f":"IF($BA144<>\"\",IF(INDIRECT(\"Measures!\"&BX$99&$BA144)<>\"\",INDIRECT(\"Measures!\"&BX$99&$BA144),\"\"),\"\")","v":""},{"$f":"IF($BA144<>\"\",IF(INDIRECT(\"Measures!\"&BY$99&$BA144)<>\"\",INDIRECT(\"Measures!\"&BY$99&$BA144),\"\"),\"\")","v":""},{"$f":"IF($BA144<>\"\",IF(INDIRECT(\"Measures!\"&BZ$99&$BA144)<>\"\",INDIRECT(\"Measures!\"&BZ$99&$BA144),\"\"),\"\")","v":""},{"$f":"IF($BA144<>\"\",IF(INDIRECT(\"Measures!\"&CA$99&$BA144)<>\"\",INDIRECT(\"Measures!\"&CA$99&$BA144),\"\"),\"\")","v":""},{"$f":"IF($BA144<>\"\",IF(INDIRECT(\"Measures!\"&CB$99&$BA144)<>\"\",INDIRECT(\"Measures!\"&CB$99&$BA144),\"\"),\"\")","v":""},{"$f":"IF($BA144<>\"\",IF(INDIRECT(\"Measures!\"&CC$99&$BA144)<>\"\",INDIRECT(\"Measures!\"&CC$99&$BA144),\"\"),\"\")","v":""},{"$f":"IF($BA144<>\"\",IF(INDIRECT(\"Measures!\"&CD$99&$BA144)<>\"\",INDIRECT(\"Measures!\"&CD$99&$BA144),\"\"),\"\")","v":""},{"$f":"IF($BA144<>\"\",IF(INDIRECT(\"Measures!\"&CE$99&$BA144)<>\"\",INDIRECT(\"Measures!\"&CE$99&$BA144),\"\"),\"\")","v":""},{"$f":"IF($BA144<>\"\",IF(INDIRECT(\"Measures!\"&CF$99&$BA144)<>\"\",INDIRECT(\"Measures!\"&CF$99&$BA144),\"\"),\"\")","v":""},{"$f":"IF($BA144<>\"\",IF(INDIRECT(\"Measures!\"&CG$99&$BA144)<>\"\",INDIRECT(\"Measures!\"&CG$99&$BA144),\"\"),\"\")","v":""},{"$f":"INDEX('Measure Descriptions'!$A$10:$A$46,MATCH(Map_Gas_Mid[[#This Row],[Measure]],'Measure Descriptions'!$B$10:$B$46,0))","v":""},{"$f":"IF($BA144<>\"\",IF(VLOOKUP(Map_Gas_Mid[[#This Row],[Measure]],'Measure Descriptions'!$B$10:$H$46,CI$99,FALSE)<>\"\",VLOOKUP(Map_Gas_Mid[[#This Row],[Measure]],'Measure Descriptions'!$B$10:$H$46,CI$99,FALSE),\"\"),\"\")","v":""},{"$f":"IF($BA144<>\"\",IF(VLOOKUP(Map_Gas_Mid[[#This Row],[Measure]],'Measure Descriptions'!$B$10:$H$46,CJ$99,FALSE)<>\"\",VLOOKUP(Map_Gas_Mid[[#This Row],[Measure]],'Measure Descriptions'!$B$10:$H$46,CJ$99,FALSE),\"\"),\"\")","v":""},{"$f":"IF($BA144<>\"\",IF(VLOOKUP(Map_Gas_Mid[[#This Row],[Measure]],'Measure Descriptions'!$B$10:$H$46,CK$99,FALSE)<>\"\",VLOOKUP(Map_Gas_Mid[[#This Row],[Measure]],'Measure Descriptions'!$B$10:$H$46,CK$99,FALSE),\"\"),\"\")","v":""},{"$f":"IF($BA144<>\"\",IF(VLOOKUP(Map_Gas_Mid[[#This Row],[Measure]],'Measure Descriptions'!$B$10:$H$46,CL$99,FALSE)<>\"\",VLOOKUP(Map_Gas_Mid[[#This Row],[Measure]],'Measure Descriptions'!$B$10:$H$46,CL$99,FALSE),\"\"),\"\")","v":""},{"$f":"IF($BA144<>\"\",IF(VLOOKUP(Map_Gas_Mid[[#This Row],[Measure]],'Measure Descriptions'!$B$10:$H$46,CM$99,FALSE)<>\"\",VLOOKUP(Map_Gas_Mid[[#This Row],[Measure]],'Measure Descriptions'!$B$10:$H$46,CM$99,FALSE),\"\"),\"\")","v":""},{"$f":"IF($BA144<>\"\",IF(VLOOKUP(Map_Gas_Mid[[#This Row],[Measure]],'Measure Descriptions'!$B$10:$H$46,CN$99,FALSE)<>\"\",VLOOKUP(Map_Gas_Mid[[#This Row],[Measure]],'Measure Descriptions'!$B$10:$H$46,CN$99,FALSE),\"\"),\"\")","v":""},{"$f":"IF($BA144<>\"\",IF(INDIRECT(\"Measures!\"&CO$99&$BA144)<>\"\",INDIRECT(\"Measures!\"&CO$99&$BA144),\"\"),\"\")","v":""}]
[null,null,"","",{"$f":"IF($B145<>\"\",IF(INDIRECT(\"Measures!\"&E$99&$B145)<>\"\",INDIRECT(\"Measures!\"&E$99&$B145),\"\"),\"\")","v":""},{"$f":"IF($B145<>\"\",IF(INDIRECT(\"Measures!\"&F$99&$B145)<>\"\",INDIRECT(\"Measures!\"&F$99&$B145),\"\"),\"\")","v":""},{"$f":"IF($B145<>\"\",IF(INDIRECT(\"Measures!\"&G$99&$B145)<>\"\",INDIRECT(\"Measures!\"&G$99&$B145),\"\"),\"\")","v":""},{"$f":"IF($B145<>\"\",IF(INDIRECT(\"Measures!\"&H$99&$B145)<>\"\",INDIRECT(\"Measures!\"&H$99&$B145),\"\"),\"\")","v":""},{"$f":"IF($B145<>\"\",IF(INDIRECT(\"Measures!\"&I$99&$B145)<>\"\",INDIRECT(\"Measures!\"&I$99&$B145),\"\"),\"\")","v":""},{"$f":"IF($B145<>\"\",IF(INDIRECT(\"Measures!\"&J$99&$B145)<>\"\",INDIRECT(\"Measures!\"&J$99&$B145),\"\"),\"\")","v":""},{"$f":"IF($B145<>\"\",IF(INDIRECT(\"Measures!\"&K$99&$B145)<>\"\",INDIRECT(\"Measures!\"&K$99&$B145),\"\"),\"\")","v":""},{"$f":"IF($B145<>\"\",IF(INDIRECT(\"Measures!\"&L$99&$B145)<>\"\",INDIRECT(\"Measures!\"&L$99&$B145),\"\"),\"\")","v":""},{"$f":"IF($B145<>\"\",IF(INDIRECT(\"Measures!\"&M$99&$B145)<>\"\",INDIRECT(\"Measures!\"&M$99&$B145),\"\"),\"\")","v":""},{"$f":"IF($B145<>\"\",IF(INDIRECT(\"Measures!\"&N$99&$B145)<>\"\",INDIRECT(\"Measures!\"&N$99&$B145),\"\"),\"\")","v":""},{"$f":"IF($B145<>\"\",IF(INDIRECT(\"Measures!\"&O$99&$B145)<>\"\",INDIRECT(\"Measures!\"&O$99&$B145),\"\"),\"\")","v":""},{"$f":"IF($B145<>\"\",IF(INDIRECT(\"Measures!\"&P$99&$B145)<>\"\",INDIRECT(\"Measures!\"&P$99&$B145),\"\"),\"\")","v":""},{"$f":"IF($B145<>\"\",IF(INDIRECT(\"Measures!\"&Q$99&$B145)<>\"\",INDIRECT(\"Measures!\"&Q$99&$B145),\"\"),\"\")","v":""},{"$f":"IF($B145<>\"\",IF(INDIRECT(\"Measures!\"&R$99&$B145)<>\"\",INDIRECT(\"Measures!\"&R$99&$B145),\"\"),\"\")","v":""},{"$f":"IF($B145<>\"\",IF(INDIRECT(\"Measures!\"&S$99&$B145)<>\"\",INDIRECT(\"Measures!\"&S$99&$B145),\"\"),\"\")","v":""},{"$f":"IF($B145<>\"\",IF(INDIRECT(\"Measures!\"&T$99&$B145)<>\"\",INDIRECT(\"Measures!\"&T$99&$B145),\"\"),\"\")","v":""},{"$f":"IF($B145<>\"\",IF(INDIRECT(\"Measures!\"&U$99&$B145)<>\"\",INDIRECT(\"Measures!\"&U$99&$B145),\"\"),\"\")","v":""},{"$f":"IF($B145<>\"\",IF(INDIRECT(\"Measures!\"&V$99&$B145)<>\"\",INDIRECT(\"Measures!\"&V$99&$B145),\"\"),\"\")","v":""},{"$f":"IF($B145<>\"\",IF(INDIRECT(\"Measures!\"&W$99&$B145)<>\"\",INDIRECT(\"Measures!\"&W$99&$B145),\"\"),\"\")","v":""},{"$f":"IF($B145<>\"\",IF(INDIRECT(\"Measures!\"&X$99&$B145)<>\"\",INDIRECT(\"Measures!\"&X$99&$B145),\"\"),\"\")","v":""},{"$f":"IF($B145<>\"\",IF(INDIRECT(\"Measures!\"&Y$99&$B145)<>\"\",INDIRECT(\"Measures!\"&Y$99&$B145),\"\"),\"\")","v":""},{"$f":"IF($B145<>\"\",IF(INDIRECT(\"Measures!\"&Z$99&$B145)<>\"\",INDIRECT(\"Measures!\"&Z$99&$B145),\"\"),\"\")","v":""},{"$f":"IF($B145<>\"\",IF(INDIRECT(\"Measures!\"&AA$99&$B145)<>\"\",INDIRECT(\"Measures!\"&AA$99&$B145),\"\"),\"\")","v":""},{"$f":"IF($B145<>\"\",IF(INDIRECT(\"Measures!\"&AB$99&$B145)<>\"\",INDIRECT(\"Measures!\"&AB$99&$B145),\"\"),\"\")","v":""},{"$f":"IF($B145<>\"\",IF(INDIRECT(\"Measures!\"&AC$99&$B145)<>\"\",INDIRECT(\"Measures!\"&AC$99&$B145),\"\"),\"\")","v":""},{"$f":"IF($B145<>\"\",IF(INDIRECT(\"Measures!\"&AD$99&$B145)<>\"\",INDIRECT(\"Measures!\"&AD$99&$B145),\"\"),\"\")","v":""},{"$f":"IF($B145<>\"\",IF(INDIRECT(\"Measures!\"&AE$99&$B145)<>\"\",INDIRECT(\"Measures!\"&AE$99&$B145),\"\"),\"\")","v":""},{"$f":"IF($B145<>\"\",IF(INDIRECT(\"Measures!\"&AF$99&$B145)<>\"\",INDIRECT(\"Measures!\"&AF$99&$B145),\"\"),\"\")","v":""},{"$f":"IF($B145<>\"\",IF(INDIRECT(\"Measures!\"&AG$99&$B145)<>\"\",INDIRECT(\"Measures!\"&AG$99&$B145),\"\"),\"\")","v":""},{"$f":"IF($B145<>\"\",IF(INDIRECT(\"Measures!\"&AH$99&$B145)<>\"\",INDIRECT(\"Measures!\"&AH$99&$B145),\"\"),\"\")","v":""},{"$f":"INDEX('Measure Descriptions'!$A$10:$A$46,MATCH(Map_Elec_Mid[[#This Row],[Measure]],'Measure Descriptions'!$B$10:$B$46,0))","v":""},{"$f":"IF($B145<>\"\",IF(VLOOKUP(Map_Elec_Mid[[#This Row],[Measure]],'Measure Descriptions'!$B$10:$H$46,AJ$99,FALSE)<>\"\",VLOOKUP(Map_Elec_Mid[[#This Row],[Measure]],'Measure Descriptions'!$B$10:$H$46,AJ$99,FALSE),\"\"),\"\")","v":""},{"$f":"IF($B145<>\"\",IF(VLOOKUP(Map_Elec_Mid[[#This Row],[Measure]],'Measure Descriptions'!$B$10:$H$46,AK$99,FALSE)<>\"\",VLOOKUP(Map_Elec_Mid[[#This Row],[Measure]],'Measure Descriptions'!$B$10:$H$46,AK$99,FALSE),\"\"),\"\")","v":""},{"$f":"IF($B145<>\"\",IF(VLOOKUP(Map_Elec_Mid[[#This Row],[Measure]],'Measure Descriptions'!$B$10:$H$46,AL$99,FALSE)<>\"\",VLOOKUP(Map_Elec_Mid[[#This Row],[Measure]],'Measure Descriptions'!$B$10:$H$46,AL$99,FALSE),\"\"),\"\")","v":""},{"$f":"IF($B145<>\"\",IF(VLOOKUP(Map_Elec_Mid[[#This Row],[Measure]],'Measure Descriptions'!$B$10:$H$46,AM$99,FALSE)<>\"\",VLOOKUP(Map_Elec_Mid[[#This Row],[Measure]],'Measure Descriptions'!$B$10:$H$46,AM$99,FALSE),\"\"),\"\")","v":""},{"$f":"IF($B145<>\"\",IF(VLOOKUP(Map_Elec_Mid[[#This Row],[Measure]],'Measure Descriptions'!$B$10:$H$46,AN$99,FALSE)<>\"\",VLOOKUP(Map_Elec_Mid[[#This Row],[Measure]],'Measure Descriptions'!$B$10:$H$46,AN$99,FALSE),\"\"),\"\")","v":""},{"$f":"IF($B145<>\"\",IF(VLOOKUP(Map_Elec_Mid[[#This Row],[Measure]],'Measure Descriptions'!$B$10:$H$46,AO$99,FALSE)<>\"\",VLOOKUP(Map_Elec_Mid[[#This Row],[Measure]],'Measure Descriptions'!$B$10:$H$46,AO$99,FALSE),\"\"),\"\")","v":""},{"$f":"IF($B145<>\"\",IF(INDIRECT(\"Measures!\"&AP$99&$B145)<>\"\",INDIRECT(\"Measures!\"&AP$99&$B145),\"\"),\"\")","v":""},null,null,null,null,null,null,null,null,null,null,null,"","",{"$f":"IF($BA145<>\"\",IF(INDIRECT(\"Measures!\"&BD$99&$BA145)<>\"\",INDIRECT(\"Measures!\"&BD$99&$BA145),\"\"),\"\")","v":""},{"$f":"IF($BA145<>\"\",IF(INDIRECT(\"Measures!\"&BE$99&$BA145)<>\"\",INDIRECT(\"Measures!\"&BE$99&$BA145),\"\"),\"\")","v":""},{"$f":"IF($BA145<>\"\",IF(INDIRECT(\"Measures!\"&BF$99&$BA145)<>\"\",INDIRECT(\"Measures!\"&BF$99&$BA145),\"\"),\"\")","v":""},{"$f":"IF($BA145<>\"\",IF(INDIRECT(\"Measures!\"&BG$99&$BA145)<>\"\",INDIRECT(\"Measures!\"&BG$99&$BA145),\"\"),\"\")","v":""},{"$f":"IF($BA145<>\"\",IF(INDIRECT(\"Measures!\"&BH$99&$BA145)<>\"\",INDIRECT(\"Measures!\"&BH$99&$BA145),\"\"),\"\")","v":""},{"$f":"IF($BA145<>\"\",IF(INDIRECT(\"Measures!\"&BI$99&$BA145)<>\"\",INDIRECT(\"Measures!\"&BI$99&$BA145),\"\"),\"\")","v":""},{"$f":"IF($BA145<>\"\",IF(INDIRECT(\"Measures!\"&BJ$99&$BA145)<>\"\",INDIRECT(\"Measures!\"&BJ$99&$BA145),\"\"),\"\")","v":""},{"$f":"IF($BA145<>\"\",IF(INDIRECT(\"Measures!\"&BK$99&$BA145)<>\"\",INDIRECT(\"Measures!\"&BK$99&$BA145),\"\"),\"\")","v":""},{"$f":"IF($BA145<>\"\",IF(INDIRECT(\"Measures!\"&BL$99&$BA145)<>\"\",INDIRECT(\"Measures!\"&BL$99&$BA145),\"\"),\"\")","v":""},{"$f":"IF($BA145<>\"\",IF(INDIRECT(\"Measures!\"&BM$99&$BA145)<>\"\",INDIRECT(\"Measures!\"&BM$99&$BA145),\"\"),\"\")","v":""},{"$f":"IF($BA145<>\"\",IF(INDIRECT(\"Measures!\"&BN$99&$BA145)<>\"\",INDIRECT(\"Measures!\"&BN$99&$BA145),\"\"),\"\")","v":""},{"$f":"IF($BA145<>\"\",IF(INDIRECT(\"Measures!\"&BO$99&$BA145)<>\"\",INDIRECT(\"Measures!\"&BO$99&$BA145),\"\"),\"\")","v":""},{"$f":"IF($BA145<>\"\",IF(INDIRECT(\"Measures!\"&BP$99&$BA145)<>\"\",INDIRECT(\"Measures!\"&BP$99&$BA145),\"\"),\"\")","v":""},{"$f":"IF($BA145<>\"\",IF(INDIRECT(\"Measures!\"&BQ$99&$BA145)<>\"\",INDIRECT(\"Measures!\"&BQ$99&$BA145),\"\"),\"\")","v":""},{"$f":"IF($BA145<>\"\",IF(INDIRECT(\"Measures!\"&BR$99&$BA145)<>\"\",INDIRECT(\"Measures!\"&BR$99&$BA145),\"\"),\"\")","v":""},{"$f":"IF($BA145<>\"\",IF(INDIRECT(\"Measures!\"&BS$99&$BA145)<>\"\",INDIRECT(\"Measures!\"&BS$99&$BA145),\"\"),\"\")","v":""},{"$f":"IF($BA145<>\"\",IF(INDIRECT(\"Measures!\"&BT$99&$BA145)<>\"\",INDIRECT(\"Measures!\"&BT$99&$BA145),\"\"),\"\")","v":""},{"$f":"IF($BA145<>\"\",IF(INDIRECT(\"Measures!\"&BU$99&$BA145)<>\"\",INDIRECT(\"Measures!\"&BU$99&$BA145),\"\"),\"\")","v":""},{"$f":"IF($BA145<>\"\",IF(INDIRECT(\"Measures!\"&BV$99&$BA145)<>\"\",INDIRECT(\"Measures!\"&BV$99&$BA145),\"\"),\"\")","v":""},{"$f":"IF($BA145<>\"\",IF(INDIRECT(\"Measures!\"&BW$99&$BA145)<>\"\",INDIRECT(\"Measures!\"&BW$99&$BA145),\"\"),\"\")","v":""},{"$f":"IF($BA145<>\"\",IF(INDIRECT(\"Measures!\"&BX$99&$BA145)<>\"\",INDIRECT(\"Measures!\"&BX$99&$BA145),\"\"),\"\")","v":""},{"$f":"IF($BA145<>\"\",IF(INDIRECT(\"Measures!\"&BY$99&$BA145)<>\"\",INDIRECT(\"Measures!\"&BY$99&$BA145),\"\"),\"\")","v":""},{"$f":"IF($BA145<>\"\",IF(INDIRECT(\"Measures!\"&BZ$99&$BA145)<>\"\",INDIRECT(\"Measures!\"&BZ$99&$BA145),\"\"),\"\")","v":""},{"$f":"IF($BA145<>\"\",IF(INDIRECT(\"Measures!\"&CA$99&$BA145)<>\"\",INDIRECT(\"Measures!\"&CA$99&$BA145),\"\"),\"\")","v":""},{"$f":"IF($BA145<>\"\",IF(INDIRECT(\"Measures!\"&CB$99&$BA145)<>\"\",INDIRECT(\"Measures!\"&CB$99&$BA145),\"\"),\"\")","v":""},{"$f":"IF($BA145<>\"\",IF(INDIRECT(\"Measures!\"&CC$99&$BA145)<>\"\",INDIRECT(\"Measures!\"&CC$99&$BA145),\"\"),\"\")","v":""},{"$f":"IF($BA145<>\"\",IF(INDIRECT(\"Measures!\"&CD$99&$BA145)<>\"\",INDIRECT(\"Measures!\"&CD$99&$BA145),\"\"),\"\")","v":""},{"$f":"IF($BA145<>\"\",IF(INDIRECT(\"Measures!\"&CE$99&$BA145)<>\"\",INDIRECT(\"Measures!\"&CE$99&$BA145),\"\"),\"\")","v":""},{"$f":"IF($BA145<>\"\",IF(INDIRECT(\"Measures!\"&CF$99&$BA145)<>\"\",INDIRECT(\"Measures!\"&CF$99&$BA145),\"\"),\"\")","v":""},{"$f":"IF($BA145<>\"\",IF(INDIRECT(\"Measures!\"&CG$99&$BA145)<>\"\",INDIRECT(\"Measures!\"&CG$99&$BA145),\"\"),\"\")","v":""},{"$f":"INDEX('Measure Descriptions'!$A$10:$A$46,MATCH(Map_Gas_Mid[[#This Row],[Measure]],'Measure Descriptions'!$B$10:$B$46,0))","v":""},{"$f":"IF($BA145<>\"\",IF(VLOOKUP(Map_Gas_Mid[[#This Row],[Measure]],'Measure Descriptions'!$B$10:$H$46,CI$99,FALSE)<>\"\",VLOOKUP(Map_Gas_Mid[[#This Row],[Measure]],'Measure Descriptions'!$B$10:$H$46,CI$99,FALSE),\"\"),\"\")","v":""},{"$f":"IF($BA145<>\"\",IF(VLOOKUP(Map_Gas_Mid[[#This Row],[Measure]],'Measure Descriptions'!$B$10:$H$46,CJ$99,FALSE)<>\"\",VLOOKUP(Map_Gas_Mid[[#This Row],[Measure]],'Measure Descriptions'!$B$10:$H$46,CJ$99,FALSE),\"\"),\"\")","v":""},{"$f":"IF($BA145<>\"\",IF(VLOOKUP(Map_Gas_Mid[[#This Row],[Measure]],'Measure Descriptions'!$B$10:$H$46,CK$99,FALSE)<>\"\",VLOOKUP(Map_Gas_Mid[[#This Row],[Measure]],'Measure Descriptions'!$B$10:$H$46,CK$99,FALSE),\"\"),\"\")","v":""},{"$f":"IF($BA145<>\"\",IF(VLOOKUP(Map_Gas_Mid[[#This Row],[Measure]],'Measure Descriptions'!$B$10:$H$46,CL$99,FALSE)<>\"\",VLOOKUP(Map_Gas_Mid[[#This Row],[Measure]],'Measure Descriptions'!$B$10:$H$46,CL$99,FALSE),\"\"),\"\")","v":""},{"$f":"IF($BA145<>\"\",IF(VLOOKUP(Map_Gas_Mid[[#This Row],[Measure]],'Measure Descriptions'!$B$10:$H$46,CM$99,FALSE)<>\"\",VLOOKUP(Map_Gas_Mid[[#This Row],[Measure]],'Measure Descriptions'!$B$10:$H$46,CM$99,FALSE),\"\"),\"\")","v":""},{"$f":"IF($BA145<>\"\",IF(VLOOKUP(Map_Gas_Mid[[#This Row],[Measure]],'Measure Descriptions'!$B$10:$H$46,CN$99,FALSE)<>\"\",VLOOKUP(Map_Gas_Mid[[#This Row],[Measure]],'Measure Descriptions'!$B$10:$H$46,CN$99,FALSE),\"\"),\"\")","v":""},{"$f":"IF($BA145<>\"\",IF(INDIRECT(\"Measures!\"&CO$99&$BA145)<>\"\",INDIRECT(\"Measures!\"&CO$99&$BA145),\"\"),\"\")","v":""}]
[null,null,"","",{"$f":"IF($B146<>\"\",IF(INDIRECT(\"Measures!\"&E$99&$B146)<>\"\",INDIRECT(\"Measures!\"&E$99&$B146),\"\"),\"\")","v":""},{"$f":"IF($B146<>\"\",IF(INDIRECT(\"Measures!\"&F$99&$B146)<>\"\",INDIRECT(\"Measures!\"&F$99&$B146),\"\"),\"\")","v":""},{"$f":"IF($B146<>\"\",IF(INDIRECT(\"Measures!\"&G$99&$B146)<>\"\",INDIRECT(\"Measures!\"&G$99&$B146),\"\"),\"\")","v":""},{"$f":"IF($B146<>\"\",IF(INDIRECT(\"Measures!\"&H$99&$B146)<>\"\",INDIRECT(\"Measures!\"&H$99&$B146),\"\"),\"\")","v":""},{"$f":"IF($B146<>\"\",IF(INDIRECT(\"Measures!\"&I$99&$B146)<>\"\",INDIRECT(\"Measures!\"&I$99&$B146),\"\"),\"\")","v":""},{"$f":"IF($B146<>\"\",IF(INDIRECT(\"Measures!\"&J$99&$B146)<>\"\",INDIRECT(\"Measures!\"&J$99&$B146),\"\"),\"\")","v":""},{"$f":"IF($B146<>\"\",IF(INDIRECT(\"Measures!\"&K$99&$B146)<>\"\",INDIRECT(\"Measures!\"&K$99&$B146),\"\"),\"\")","v":""},{"$f":"IF($B146<>\"\",IF(INDIRECT(\"Measures!\"&L$99&$B146)<>\"\",INDIRECT(\"Measures!\"&L$99&$B146),\"\"),\"\")","v":""},{"$f":"IF($B146<>\"\",IF(INDIRECT(\"Measures!\"&M$99&$B146)<>\"\",INDIRECT(\"Measures!\"&M$99&$B146),\"\"),\"\")","v":""},{"$f":"IF($B146<>\"\",IF(INDIRECT(\"Measures!\"&N$99&$B146)<>\"\",INDIRECT(\"Measures!\"&N$99&$B146),\"\"),\"\")","v":""},{"$f":"IF($B146<>\"\",IF(INDIRECT(\"Measures!\"&O$99&$B146)<>\"\",INDIRECT(\"Measures!\"&O$99&$B146),\"\"),\"\")","v":""},{"$f":"IF($B146<>\"\",IF(INDIRECT(\"Measures!\"&P$99&$B146)<>\"\",INDIRECT(\"Measures!\"&P$99&$B146),\"\"),\"\")","v":""},{"$f":"IF($B146<>\"\",IF(INDIRECT(\"Measures!\"&Q$99&$B146)<>\"\",INDIRECT(\"Measures!\"&Q$99&$B146),\"\"),\"\")","v":""},{"$f":"IF($B146<>\"\",IF(INDIRECT(\"Measures!\"&R$99&$B146)<>\"\",INDIRECT(\"Measures!\"&R$99&$B146),\"\"),\"\")","v":""},{"$f":"IF($B146<>\"\",IF(INDIRECT(\"Measures!\"&S$99&$B146)<>\"\",INDIRECT(\"Measures!\"&S$99&$B146),\"\"),\"\")","v":""},{"$f":"IF($B146<>\"\",IF(INDIRECT(\"Measures!\"&T$99&$B146)<>\"\",INDIRECT(\"Measures!\"&T$99&$B146),\"\"),\"\")","v":""},{"$f":"IF($B146<>\"\",IF(INDIRECT(\"Measures!\"&U$99&$B146)<>\"\",INDIRECT(\"Measures!\"&U$99&$B146),\"\"),\"\")","v":""},{"$f":"IF($B146<>\"\",IF(INDIRECT(\"Measures!\"&V$99&$B146)<>\"\",INDIRECT(\"Measures!\"&V$99&$B146),\"\"),\"\")","v":""},{"$f":"IF($B146<>\"\",IF(INDIRECT(\"Measures!\"&W$99&$B146)<>\"\",INDIRECT(\"Measures!\"&W$99&$B146),\"\"),\"\")","v":""},{"$f":"IF($B146<>\"\",IF(INDIRECT(\"Measures!\"&X$99&$B146)<>\"\",INDIRECT(\"Measures!\"&X$99&$B146),\"\"),\"\")","v":""},{"$f":"IF($B146<>\"\",IF(INDIRECT(\"Measures!\"&Y$99&$B146)<>\"\",INDIRECT(\"Measures!\"&Y$99&$B146),\"\"),\"\")","v":""},{"$f":"IF($B146<>\"\",IF(INDIRECT(\"Measures!\"&Z$99&$B146)<>\"\",INDIRECT(\"Measures!\"&Z$99&$B146),\"\"),\"\")","v":""},{"$f":"IF($B146<>\"\",IF(INDIRECT(\"Measures!\"&AA$99&$B146)<>\"\",INDIRECT(\"Measures!\"&AA$99&$B146),\"\"),\"\")","v":""},{"$f":"IF($B146<>\"\",IF(INDIRECT(\"Measures!\"&AB$99&$B146)<>\"\",INDIRECT(\"Measures!\"&AB$99&$B146),\"\"),\"\")","v":""},{"$f":"IF($B146<>\"\",IF(INDIRECT(\"Measures!\"&AC$99&$B146)<>\"\",INDIRECT(\"Measures!\"&AC$99&$B146),\"\"),\"\")","v":""},{"$f":"IF($B146<>\"\",IF(INDIRECT(\"Measures!\"&AD$99&$B146)<>\"\",INDIRECT(\"Measures!\"&AD$99&$B146),\"\"),\"\")","v":""},{"$f":"IF($B146<>\"\",IF(INDIRECT(\"Measures!\"&AE$99&$B146)<>\"\",INDIRECT(\"Measures!\"&AE$99&$B146),\"\"),\"\")","v":""},{"$f":"IF($B146<>\"\",IF(INDIRECT(\"Measures!\"&AF$99&$B146)<>\"\",INDIRECT(\"Measures!\"&AF$99&$B146),\"\"),\"\")","v":""},{"$f":"IF($B146<>\"\",IF(INDIRECT(\"Measures!\"&AG$99&$B146)<>\"\",INDIRECT(\"Measures!\"&AG$99&$B146),\"\"),\"\")","v":""},{"$f":"IF($B146<>\"\",IF(INDIRECT(\"Measures!\"&AH$99&$B146)<>\"\",INDIRECT(\"Measures!\"&AH$99&$B146),\"\"),\"\")","v":""},{"$f":"INDEX('Measure Descriptions'!$A$10:$A$46,MATCH(Map_Elec_Mid[[#This Row],[Measure]],'Measure Descriptions'!$B$10:$B$46,0))","v":""},{"$f":"IF($B146<>\"\",IF(VLOOKUP(Map_Elec_Mid[[#This Row],[Measure]],'Measure Descriptions'!$B$10:$H$46,AJ$99,FALSE)<>\"\",VLOOKUP(Map_Elec_Mid[[#This Row],[Measure]],'Measure Descriptions'!$B$10:$H$46,AJ$99,FALSE),\"\"),\"\")","v":""},{"$f":"IF($B146<>\"\",IF(VLOOKUP(Map_Elec_Mid[[#This Row],[Measure]],'Measure Descriptions'!$B$10:$H$46,AK$99,FALSE)<>\"\",VLOOKUP(Map_Elec_Mid[[#This Row],[Measure]],'Measure Descriptions'!$B$10:$H$46,AK$99,FALSE),\"\"),\"\")","v":""},{"$f":"IF($B146<>\"\",IF(VLOOKUP(Map_Elec_Mid[[#This Row],[Measure]],'Measure Descriptions'!$B$10:$H$46,AL$99,FALSE)<>\"\",VLOOKUP(Map_Elec_Mid[[#This Row],[Measure]],'Measure Descriptions'!$B$10:$H$46,AL$99,FALSE),\"\"),\"\")","v":""},{"$f":"IF($B146<>\"\",IF(VLOOKUP(Map_Elec_Mid[[#This Row],[Measure]],'Measure Descriptions'!$B$10:$H$46,AM$99,FALSE)<>\"\",VLOOKUP(Map_Elec_Mid[[#This Row],[Measure]],'Measure Descriptions'!$B$10:$H$46,AM$99,FALSE),\"\"),\"\")","v":""},{"$f":"IF($B146<>\"\",IF(VLOOKUP(Map_Elec_Mid[[#This Row],[Measure]],'Measure Descriptions'!$B$10:$H$46,AN$99,FALSE)<>\"\",VLOOKUP(Map_Elec_Mid[[#This Row],[Measure]],'Measure Descriptions'!$B$10:$H$46,AN$99,FALSE),\"\"),\"\")","v":""},{"$f":"IF($B146<>\"\",IF(VLOOKUP(Map_Elec_Mid[[#This Row],[Measure]],'Measure Descriptions'!$B$10:$H$46,AO$99,FALSE)<>\"\",VLOOKUP(Map_Elec_Mid[[#This Row],[Measure]],'Measure Descriptions'!$B$10:$H$46,AO$99,FALSE),\"\"),\"\")","v":""},{"$f":"IF($B146<>\"\",IF(INDIRECT(\"Measures!\"&AP$99&$B146)<>\"\",INDIRECT(\"Measures!\"&AP$99&$B146),\"\"),\"\")","v":""},null,null,null,null,null,null,null,null,null,null,null,"","",{"$f":"IF($BA146<>\"\",IF(INDIRECT(\"Measures!\"&BD$99&$BA146)<>\"\",INDIRECT(\"Measures!\"&BD$99&$BA146),\"\"),\"\")","v":""},{"$f":"IF($BA146<>\"\",IF(INDIRECT(\"Measures!\"&BE$99&$BA146)<>\"\",INDIRECT(\"Measures!\"&BE$99&$BA146),\"\"),\"\")","v":""},{"$f":"IF($BA146<>\"\",IF(INDIRECT(\"Measures!\"&BF$99&$BA146)<>\"\",INDIRECT(\"Measures!\"&BF$99&$BA146),\"\"),\"\")","v":""},{"$f":"IF($BA146<>\"\",IF(INDIRECT(\"Measures!\"&BG$99&$BA146)<>\"\",INDIRECT(\"Measures!\"&BG$99&$BA146),\"\"),\"\")","v":""},{"$f":"IF($BA146<>\"\",IF(INDIRECT(\"Measures!\"&BH$99&$BA146)<>\"\",INDIRECT(\"Measures!\"&BH$99&$BA146),\"\"),\"\")","v":""},{"$f":"IF($BA146<>\"\",IF(INDIRECT(\"Measures!\"&BI$99&$BA146)<>\"\",INDIRECT(\"Measures!\"&BI$99&$BA146),\"\"),\"\")","v":""},{"$f":"IF($BA146<>\"\",IF(INDIRECT(\"Measures!\"&BJ$99&$BA146)<>\"\",INDIRECT(\"Measures!\"&BJ$99&$BA146),\"\"),\"\")","v":""},{"$f":"IF($BA146<>\"\",IF(INDIRECT(\"Measures!\"&BK$99&$BA146)<>\"\",INDIRECT(\"Measures!\"&BK$99&$BA146),\"\"),\"\")","v":""},{"$f":"IF($BA146<>\"\",IF(INDIRECT(\"Measures!\"&BL$99&$BA146)<>\"\",INDIRECT(\"Measures!\"&BL$99&$BA146),\"\"),\"\")","v":""},{"$f":"IF($BA146<>\"\",IF(INDIRECT(\"Measures!\"&BM$99&$BA146)<>\"\",INDIRECT(\"Measures!\"&BM$99&$BA146),\"\"),\"\")","v":""},{"$f":"IF($BA146<>\"\",IF(INDIRECT(\"Measures!\"&BN$99&$BA146)<>\"\",INDIRECT(\"Measures!\"&BN$99&$BA146),\"\"),\"\")","v":""},{"$f":"IF($BA146<>\"\",IF(INDIRECT(\"Measures!\"&BO$99&$BA146)<>\"\",INDIRECT(\"Measures!\"&BO$99&$BA146),\"\"),\"\")","v":""},{"$f":"IF($BA146<>\"\",IF(INDIRECT(\"Measures!\"&BP$99&$BA146)<>\"\",INDIRECT(\"Measures!\"&BP$99&$BA146),\"\"),\"\")","v":""},{"$f":"IF($BA146<>\"\",IF(INDIRECT(\"Measures!\"&BQ$99&$BA146)<>\"\",INDIRECT(\"Measures!\"&BQ$99&$BA146),\"\"),\"\")","v":""},{"$f":"IF($BA146<>\"\",IF(INDIRECT(\"Measures!\"&BR$99&$BA146)<>\"\",INDIRECT(\"Measures!\"&BR$99&$BA146),\"\"),\"\")","v":""},{"$f":"IF($BA146<>\"\",IF(INDIRECT(\"Measures!\"&BS$99&$BA146)<>\"\",INDIRECT(\"Measures!\"&BS$99&$BA146),\"\"),\"\")","v":""},{"$f":"IF($BA146<>\"\",IF(INDIRECT(\"Measures!\"&BT$99&$BA146)<>\"\",INDIRECT(\"Measures!\"&BT$99&$BA146),\"\"),\"\")","v":""},{"$f":"IF($BA146<>\"\",IF(INDIRECT(\"Measures!\"&BU$99&$BA146)<>\"\",INDIRECT(\"Measures!\"&BU$99&$BA146),\"\"),\"\")","v":""},{"$f":"IF($BA146<>\"\",IF(INDIRECT(\"Measures!\"&BV$99&$BA146)<>\"\",INDIRECT(\"Measures!\"&BV$99&$BA146),\"\"),\"\")","v":""},{"$f":"IF($BA146<>\"\",IF(INDIRECT(\"Measures!\"&BW$99&$BA146)<>\"\",INDIRECT(\"Measures!\"&BW$99&$BA146),\"\"),\"\")","v":""},{"$f":"IF($BA146<>\"\",IF(INDIRECT(\"Measures!\"&BX$99&$BA146)<>\"\",INDIRECT(\"Measures!\"&BX$99&$BA146),\"\"),\"\")","v":""},{"$f":"IF($BA146<>\"\",IF(INDIRECT(\"Measures!\"&BY$99&$BA146)<>\"\",INDIRECT(\"Measures!\"&BY$99&$BA146),\"\"),\"\")","v":""},{"$f":"IF($BA146<>\"\",IF(INDIRECT(\"Measures!\"&BZ$99&$BA146)<>\"\",INDIRECT(\"Measures!\"&BZ$99&$BA146),\"\"),\"\")","v":""},{"$f":"IF($BA146<>\"\",IF(INDIRECT(\"Measures!\"&CA$99&$BA146)<>\"\",INDIRECT(\"Measures!\"&CA$99&$BA146),\"\"),\"\")","v":""},{"$f":"IF($BA146<>\"\",IF(INDIRECT(\"Measures!\"&CB$99&$BA146)<>\"\",INDIRECT(\"Measures!\"&CB$99&$BA146),\"\"),\"\")","v":""},{"$f":"IF($BA146<>\"\",IF(INDIRECT(\"Measures!\"&CC$99&$BA146)<>\"\",INDIRECT(\"Measures!\"&CC$99&$BA146),\"\"),\"\")","v":""},{"$f":"IF($BA146<>\"\",IF(INDIRECT(\"Measures!\"&CD$99&$BA146)<>\"\",INDIRECT(\"Measures!\"&CD$99&$BA146),\"\"),\"\")","v":""},{"$f":"IF($BA146<>\"\",IF(INDIRECT(\"Measures!\"&CE$99&$BA146)<>\"\",INDIRECT(\"Measures!\"&CE$99&$BA146),\"\"),\"\")","v":""},{"$f":"IF($BA146<>\"\",IF(INDIRECT(\"Measures!\"&CF$99&$BA146)<>\"\",INDIRECT(\"Measures!\"&CF$99&$BA146),\"\"),\"\")","v":""},{"$f":"IF($BA146<>\"\",IF(INDIRECT(\"Measures!\"&CG$99&$BA146)<>\"\",INDIRECT(\"Measures!\"&CG$99&$BA146),\"\"),\"\")","v":""},{"$f":"INDEX('Measure Descriptions'!$A$10:$A$46,MATCH(Map_Gas_Mid[[#This Row],[Measure]],'Measure Descriptions'!$B$10:$B$46,0))","v":""},{"$f":"IF($BA146<>\"\",IF(VLOOKUP(Map_Gas_Mid[[#This Row],[Measure]],'Measure Descriptions'!$B$10:$H$46,CI$99,FALSE)<>\"\",VLOOKUP(Map_Gas_Mid[[#This Row],[Measure]],'Measure Descriptions'!$B$10:$H$46,CI$99,FALSE),\"\"),\"\")","v":""},{"$f":"IF($BA146<>\"\",IF(VLOOKUP(Map_Gas_Mid[[#This Row],[Measure]],'Measure Descriptions'!$B$10:$H$46,CJ$99,FALSE)<>\"\",VLOOKUP(Map_Gas_Mid[[#This Row],[Measure]],'Measure Descriptions'!$B$10:$H$46,CJ$99,FALSE),\"\"),\"\")","v":""},{"$f":"IF($BA146<>\"\",IF(VLOOKUP(Map_Gas_Mid[[#This Row],[Measure]],'Measure Descriptions'!$B$10:$H$46,CK$99,FALSE)<>\"\",VLOOKUP(Map_Gas_Mid[[#This Row],[Measure]],'Measure Descriptions'!$B$10:$H$46,CK$99,FALSE),\"\"),\"\")","v":""},{"$f":"IF($BA146<>\"\",IF(VLOOKUP(Map_Gas_Mid[[#This Row],[Measure]],'Measure Descriptions'!$B$10:$H$46,CL$99,FALSE)<>\"\",VLOOKUP(Map_Gas_Mid[[#This Row],[Measure]],'Measure Descriptions'!$B$10:$H$46,CL$99,FALSE),\"\"),\"\")","v":""},{"$f":"IF($BA146<>\"\",IF(VLOOKUP(Map_Gas_Mid[[#This Row],[Measure]],'Measure Descriptions'!$B$10:$H$46,CM$99,FALSE)<>\"\",VLOOKUP(Map_Gas_Mid[[#This Row],[Measure]],'Measure Descriptions'!$B$10:$H$46,CM$99,FALSE),\"\"),\"\")","v":""},{"$f":"IF($BA146<>\"\",IF(VLOOKUP(Map_Gas_Mid[[#This Row],[Measure]],'Measure Descriptions'!$B$10:$H$46,CN$99,FALSE)<>\"\",VLOOKUP(Map_Gas_Mid[[#This Row],[Measure]],'Measure Descriptions'!$B$10:$H$46,CN$99,FALSE),\"\"),\"\")","v":""},{"$f":"IF($BA146<>\"\",IF(INDIRECT(\"Measures!\"&CO$99&$BA146)<>\"\",INDIRECT(\"Measures!\"&CO$99&$BA146),\"\"),\"\")","v":""}]
[null,null,"","",{"$f":"IF($B147<>\"\",IF(INDIRECT(\"Measures!\"&E$99&$B147)<>\"\",INDIRECT(\"Measures!\"&E$99&$B147),\"\"),\"\")","v":""},{"$f":"IF($B147<>\"\",IF(INDIRECT(\"Measures!\"&F$99&$B147)<>\"\",INDIRECT(\"Measures!\"&F$99&$B147),\"\"),\"\")","v":""},{"$f":"IF($B147<>\"\",IF(INDIRECT(\"Measures!\"&G$99&$B147)<>\"\",INDIRECT(\"Measures!\"&G$99&$B147),\"\"),\"\")","v":""},{"$f":"IF($B147<>\"\",IF(INDIRECT(\"Measures!\"&H$99&$B147)<>\"\",INDIRECT(\"Measures!\"&H$99&$B147),\"\"),\"\")","v":""},{"$f":"IF($B147<>\"\",IF(INDIRECT(\"Measures!\"&I$99&$B147)<>\"\",INDIRECT(\"Measures!\"&I$99&$B147),\"\"),\"\")","v":""},{"$f":"IF($B147<>\"\",IF(INDIRECT(\"Measures!\"&J$99&$B147)<>\"\",INDIRECT(\"Measures!\"&J$99&$B147),\"\"),\"\")","v":""},{"$f":"IF($B147<>\"\",IF(INDIRECT(\"Measures!\"&K$99&$B147)<>\"\",INDIRECT(\"Measures!\"&K$99&$B147),\"\"),\"\")","v":""},{"$f":"IF($B147<>\"\",IF(INDIRECT(\"Measures!\"&L$99&$B147)<>\"\",INDIRECT(\"Measures!\"&L$99&$B147),\"\"),\"\")","v":""},{"$f":"IF($B147<>\"\",IF(INDIRECT(\"Measures!\"&M$99&$B147)<>\"\",INDIRECT(\"Measures!\"&M$99&$B147),\"\"),\"\")","v":""},{"$f":"IF($B147<>\"\",IF(INDIRECT(\"Measures!\"&N$99&$B147)<>\"\",INDIRECT(\"Measures!\"&N$99&$B147),\"\"),\"\")","v":""},{"$f":"IF($B147<>\"\",IF(INDIRECT(\"Measures!\"&O$99&$B147)<>\"\",INDIRECT(\"Measures!\"&O$99&$B147),\"\"),\"\")","v":""},{"$f":"IF($B147<>\"\",IF(INDIRECT(\"Measures!\"&P$99&$B147)<>\"\",INDIRECT(\"Measures!\"&P$99&$B147),\"\"),\"\")","v":""},{"$f":"IF($B147<>\"\",IF(INDIRECT(\"Measures!\"&Q$99&$B147)<>\"\",INDIRECT(\"Measures!\"&Q$99&$B147),\"\"),\"\")","v":""},{"$f":"IF($B147<>\"\",IF(INDIRECT(\"Measures!\"&R$99&$B147)<>\"\",INDIRECT(\"Measures!\"&R$99&$B147),\"\"),\"\")","v":""},{"$f":"IF($B147<>\"\",IF(INDIRECT(\"Measures!\"&S$99&$B147)<>\"\",INDIRECT(\"Measures!\"&S$99&$B147),\"\"),\"\")","v":""},{"$f":"IF($B147<>\"\",IF(INDIRECT(\"Measures!\"&T$99&$B147)<>\"\",INDIRECT(\"Measures!\"&T$99&$B147),\"\"),\"\")","v":""},{"$f":"IF($B147<>\"\",IF(INDIRECT(\"Measures!\"&U$99&$B147)<>\"\",INDIRECT(\"Measures!\"&U$99&$B147),\"\"),\"\")","v":""},{"$f":"IF($B147<>\"\",IF(INDIRECT(\"Measures!\"&V$99&$B147)<>\"\",INDIRECT(\"Measures!\"&V$99&$B147),\"\"),\"\")","v":""},{"$f":"IF($B147<>\"\",IF(INDIRECT(\"Measures!\"&W$99&$B147)<>\"\",INDIRECT(\"Measures!\"&W$99&$B147),\"\"),\"\")","v":""},{"$f":"IF($B147<>\"\",IF(INDIRECT(\"Measures!\"&X$99&$B147)<>\"\",INDIRECT(\"Measures!\"&X$99&$B147),\"\"),\"\")","v":""},{"$f":"IF($B147<>\"\",IF(INDIRECT(\"Measures!\"&Y$99&$B147)<>\"\",INDIRECT(\"Measures!\"&Y$99&$B147),\"\"),\"\")","v":""},{"$f":"IF($B147<>\"\",IF(INDIRECT(\"Measures!\"&Z$99&$B147)<>\"\",INDIRECT(\"Measures!\"&Z$99&$B147),\"\"),\"\")","v":""},{"$f":"IF($B147<>\"\",IF(INDIRECT(\"Measures!\"&AA$99&$B147)<>\"\",INDIRECT(\"Measures!\"&AA$99&$B147),\"\"),\"\")","v":""},{"$f":"IF($B147<>\"\",IF(INDIRECT(\"Measures!\"&AB$99&$B147)<>\"\",INDIRECT(\"Measures!\"&AB$99&$B147),\"\"),\"\")","v":""},{"$f":"IF($B147<>\"\",IF(INDIRECT(\"Measures!\"&AC$99&$B147)<>\"\",INDIRECT(\"Measures!\"&AC$99&$B147),\"\"),\"\")","v":""},{"$f":"IF($B147<>\"\",IF(INDIRECT(\"Measures!\"&AD$99&$B147)<>\"\",INDIRECT(\"Measures!\"&AD$99&$B147),\"\"),\"\")","v":""},{"$f":"IF($B147<>\"\",IF(INDIRECT(\"Measures!\"&AE$99&$B147)<>\"\",INDIRECT(\"Measures!\"&AE$99&$B147),\"\"),\"\")","v":""},{"$f":"IF($B147<>\"\",IF(INDIRECT(\"Measures!\"&AF$99&$B147)<>\"\",INDIRECT(\"Measures!\"&AF$99&$B147),\"\"),\"\")","v":""},{"$f":"IF($B147<>\"\",IF(INDIRECT(\"Measures!\"&AG$99&$B147)<>\"\",INDIRECT(\"Measures!\"&AG$99&$B147),\"\"),\"\")","v":""},{"$f":"IF($B147<>\"\",IF(INDIRECT(\"Measures!\"&AH$99&$B147)<>\"\",INDIRECT(\"Measures!\"&AH$99&$B147),\"\"),\"\")","v":""},{"$f":"INDEX('Measure Descriptions'!$A$10:$A$46,MATCH(Map_Elec_Mid[[#This Row],[Measure]],'Measure Descriptions'!$B$10:$B$46,0))","v":""},{"$f":"IF($B147<>\"\",IF(VLOOKUP(Map_Elec_Mid[[#This Row],[Measure]],'Measure Descriptions'!$B$10:$H$46,AJ$99,FALSE)<>\"\",VLOOKUP(Map_Elec_Mid[[#This Row],[Measure]],'Measure Descriptions'!$B$10:$H$46,AJ$99,FALSE),\"\"),\"\")","v":""},{"$f":"IF($B147<>\"\",IF(VLOOKUP(Map_Elec_Mid[[#This Row],[Measure]],'Measure Descriptions'!$B$10:$H$46,AK$99,FALSE)<>\"\",VLOOKUP(Map_Elec_Mid[[#This Row],[Measure]],'Measure Descriptions'!$B$10:$H$46,AK$99,FALSE),\"\"),\"\")","v":""},{"$f":"IF($B147<>\"\",IF(VLOOKUP(Map_Elec_Mid[[#This Row],[Measure]],'Measure Descriptions'!$B$10:$H$46,AL$99,FALSE)<>\"\",VLOOKUP(Map_Elec_Mid[[#This Row],[Measure]],'Measure Descriptions'!$B$10:$H$46,AL$99,FALSE),\"\"),\"\")","v":""},{"$f":"IF($B147<>\"\",IF(VLOOKUP(Map_Elec_Mid[[#This Row],[Measure]],'Measure Descriptions'!$B$10:$H$46,AM$99,FALSE)<>\"\",VLOOKUP(Map_Elec_Mid[[#This Row],[Measure]],'Measure Descriptions'!$B$10:$H$46,AM$99,FALSE),\"\"),\"\")","v":""},{"$f":"IF($B147<>\"\",IF(VLOOKUP(Map_Elec_Mid[[#This Row],[Measure]],'Measure Descriptions'!$B$10:$H$46,AN$99,FALSE)<>\"\",VLOOKUP(Map_Elec_Mid[[#This Row],[Measure]],'Measure Descriptions'!$B$10:$H$46,AN$99,FALSE),\"\"),\"\")","v":""},{"$f":"IF($B147<>\"\",IF(VLOOKUP(Map_Elec_Mid[[#This Row],[Measure]],'Measure Descriptions'!$B$10:$H$46,AO$99,FALSE)<>\"\",VLOOKUP(Map_Elec_Mid[[#This Row],[Measure]],'Measure Descriptions'!$B$10:$H$46,AO$99,FALSE),\"\"),\"\")","v":""},{"$f":"IF($B147<>\"\",IF(INDIRECT(\"Measures!\"&AP$99&$B147)<>\"\",INDIRECT(\"Measures!\"&AP$99&$B147),\"\"),\"\")","v":""},null,null,null,null,null,null,null,null,null,null,null,"","",{"$f":"IF($BA147<>\"\",IF(INDIRECT(\"Measures!\"&BD$99&$BA147)<>\"\",INDIRECT(\"Measures!\"&BD$99&$BA147),\"\"),\"\")","v":""},{"$f":"IF($BA147<>\"\",IF(INDIRECT(\"Measures!\"&BE$99&$BA147)<>\"\",INDIRECT(\"Measures!\"&BE$99&$BA147),\"\"),\"\")","v":""},{"$f":"IF($BA147<>\"\",IF(INDIRECT(\"Measures!\"&BF$99&$BA147)<>\"\",INDIRECT(\"Measures!\"&BF$99&$BA147),\"\"),\"\")","v":""},{"$f":"IF($BA147<>\"\",IF(INDIRECT(\"Measures!\"&BG$99&$BA147)<>\"\",INDIRECT(\"Measures!\"&BG$99&$BA147),\"\"),\"\")","v":""},{"$f":"IF($BA147<>\"\",IF(INDIRECT(\"Measures!\"&BH$99&$BA147)<>\"\",INDIRECT(\"Measures!\"&BH$99&$BA147),\"\"),\"\")","v":""},{"$f":"IF($BA147<>\"\",IF(INDIRECT(\"Measures!\"&BI$99&$BA147)<>\"\",INDIRECT(\"Measures!\"&BI$99&$BA147),\"\"),\"\")","v":""},{"$f":"IF($BA147<>\"\",IF(INDIRECT(\"Measures!\"&BJ$99&$BA147)<>\"\",INDIRECT(\"Measures!\"&BJ$99&$BA147),\"\"),\"\")","v":""},{"$f":"IF($BA147<>\"\",IF(INDIRECT(\"Measures!\"&BK$99&$BA147)<>\"\",INDIRECT(\"Measures!\"&BK$99&$BA147),\"\"),\"\")","v":""},{"$f":"IF($BA147<>\"\",IF(INDIRECT(\"Measures!\"&BL$99&$BA147)<>\"\",INDIRECT(\"Measures!\"&BL$99&$BA147),\"\"),\"\")","v":""},{"$f":"IF($BA147<>\"\",IF(INDIRECT(\"Measures!\"&BM$99&$BA147)<>\"\",INDIRECT(\"Measures!\"&BM$99&$BA147),\"\"),\"\")","v":""},{"$f":"IF($BA147<>\"\",IF(INDIRECT(\"Measures!\"&BN$99&$BA147)<>\"\",INDIRECT(\"Measures!\"&BN$99&$BA147),\"\"),\"\")","v":""},{"$f":"IF($BA147<>\"\",IF(INDIRECT(\"Measures!\"&BO$99&$BA147)<>\"\",INDIRECT(\"Measures!\"&BO$99&$BA147),\"\"),\"\")","v":""},{"$f":"IF($BA147<>\"\",IF(INDIRECT(\"Measures!\"&BP$99&$BA147)<>\"\",INDIRECT(\"Measures!\"&BP$99&$BA147),\"\"),\"\")","v":""},{"$f":"IF($BA147<>\"\",IF(INDIRECT(\"Measures!\"&BQ$99&$BA147)<>\"\",INDIRECT(\"Measures!\"&BQ$99&$BA147),\"\"),\"\")","v":""},{"$f":"IF($BA147<>\"\",IF(INDIRECT(\"Measures!\"&BR$99&$BA147)<>\"\",INDIRECT(\"Measures!\"&BR$99&$BA147),\"\"),\"\")","v":""},{"$f":"IF($BA147<>\"\",IF(INDIRECT(\"Measures!\"&BS$99&$BA147)<>\"\",INDIRECT(\"Measures!\"&BS$99&$BA147),\"\"),\"\")","v":""},{"$f":"IF($BA147<>\"\",IF(INDIRECT(\"Measures!\"&BT$99&$BA147)<>\"\",INDIRECT(\"Measures!\"&BT$99&$BA147),\"\"),\"\")","v":""},{"$f":"IF($BA147<>\"\",IF(INDIRECT(\"Measures!\"&BU$99&$BA147)<>\"\",INDIRECT(\"Measures!\"&BU$99&$BA147),\"\"),\"\")","v":""},{"$f":"IF($BA147<>\"\",IF(INDIRECT(\"Measures!\"&BV$99&$BA147)<>\"\",INDIRECT(\"Measures!\"&BV$99&$BA147),\"\"),\"\")","v":""},{"$f":"IF($BA147<>\"\",IF(INDIRECT(\"Measures!\"&BW$99&$BA147)<>\"\",INDIRECT(\"Measures!\"&BW$99&$BA147),\"\"),\"\")","v":""},{"$f":"IF($BA147<>\"\",IF(INDIRECT(\"Measures!\"&BX$99&$BA147)<>\"\",INDIRECT(\"Measures!\"&BX$99&$BA147),\"\"),\"\")","v":""},{"$f":"IF($BA147<>\"\",IF(INDIRECT(\"Measures!\"&BY$99&$BA147)<>\"\",INDIRECT(\"Measures!\"&BY$99&$BA147),\"\"),\"\")","v":""},{"$f":"IF($BA147<>\"\",IF(INDIRECT(\"Measures!\"&BZ$99&$BA147)<>\"\",INDIRECT(\"Measures!\"&BZ$99&$BA147),\"\"),\"\")","v":""},{"$f":"IF($BA147<>\"\",IF(INDIRECT(\"Measures!\"&CA$99&$BA147)<>\"\",INDIRECT(\"Measures!\"&CA$99&$BA147),\"\"),\"\")","v":""},{"$f":"IF($BA147<>\"\",IF(INDIRECT(\"Measures!\"&CB$99&$BA147)<>\"\",INDIRECT(\"Measures!\"&CB$99&$BA147),\"\"),\"\")","v":""},{"$f":"IF($BA147<>\"\",IF(INDIRECT(\"Measures!\"&CC$99&$BA147)<>\"\",INDIRECT(\"Measures!\"&CC$99&$BA147),\"\"),\"\")","v":""},{"$f":"IF($BA147<>\"\",IF(INDIRECT(\"Measures!\"&CD$99&$BA147)<>\"\",INDIRECT(\"Measures!\"&CD$99&$BA147),\"\"),\"\")","v":""},{"$f":"IF($BA147<>\"\",IF(INDIRECT(\"Measures!\"&CE$99&$BA147)<>\"\",INDIRECT(\"Measures!\"&CE$99&$BA147),\"\"),\"\")","v":""},{"$f":"IF($BA147<>\"\",IF(INDIRECT(\"Measures!\"&CF$99&$BA147)<>\"\",INDIRECT(\"Measures!\"&CF$99&$BA147),\"\"),\"\")","v":""},{"$f":"IF($BA147<>\"\",IF(INDIRECT(\"Measures!\"&CG$99&$BA147)<>\"\",INDIRECT(\"Measures!\"&CG$99&$BA147),\"\"),\"\")","v":""},{"$f":"INDEX('Measure Descriptions'!$A$10:$A$46,MATCH(Map_Gas_Mid[[#This Row],[Measure]],'Measure Descriptions'!$B$10:$B$46,0))","v":""},{"$f":"IF($BA147<>\"\",IF(VLOOKUP(Map_Gas_Mid[[#This Row],[Measure]],'Measure Descriptions'!$B$10:$H$46,CI$99,FALSE)<>\"\",VLOOKUP(Map_Gas_Mid[[#This Row],[Measure]],'Measure Descriptions'!$B$10:$H$46,CI$99,FALSE),\"\"),\"\")","v":""},{"$f":"IF($BA147<>\"\",IF(VLOOKUP(Map_Gas_Mid[[#This Row],[Measure]],'Measure Descriptions'!$B$10:$H$46,CJ$99,FALSE)<>\"\",VLOOKUP(Map_Gas_Mid[[#This Row],[Measure]],'Measure Descriptions'!$B$10:$H$46,CJ$99,FALSE),\"\"),\"\")","v":""},{"$f":"IF($BA147<>\"\",IF(VLOOKUP(Map_Gas_Mid[[#This Row],[Measure]],'Measure Descriptions'!$B$10:$H$46,CK$99,FALSE)<>\"\",VLOOKUP(Map_Gas_Mid[[#This Row],[Measure]],'Measure Descriptions'!$B$10:$H$46,CK$99,FALSE),\"\"),\"\")","v":""},{"$f":"IF($BA147<>\"\",IF(VLOOKUP(Map_Gas_Mid[[#This Row],[Measure]],'Measure Descriptions'!$B$10:$H$46,CL$99,FALSE)<>\"\",VLOOKUP(Map_Gas_Mid[[#This Row],[Measure]],'Measure Descriptions'!$B$10:$H$46,CL$99,FALSE),\"\"),\"\")","v":""},{"$f":"IF($BA147<>\"\",IF(VLOOKUP(Map_Gas_Mid[[#This Row],[Measure]],'Measure Descriptions'!$B$10:$H$46,CM$99,FALSE)<>\"\",VLOOKUP(Map_Gas_Mid[[#This Row],[Measure]],'Measure Descriptions'!$B$10:$H$46,CM$99,FALSE),\"\"),\"\")","v":""},{"$f":"IF($BA147<>\"\",IF(VLOOKUP(Map_Gas_Mid[[#This Row],[Measure]],'Measure Descriptions'!$B$10:$H$46,CN$99,FALSE)<>\"\",VLOOKUP(Map_Gas_Mid[[#This Row],[Measure]],'Measure Descriptions'!$B$10:$H$46,CN$99,FALSE),\"\"),\"\")","v":""},{"$f":"IF($BA147<>\"\",IF(INDIRECT(\"Measures!\"&CO$99&$BA147)<>\"\",INDIRECT(\"Measures!\"&CO$99&$BA147),\"\"),\"\")","v":""}]
[null,null,"","",{"$f":"IF($B148<>\"\",IF(INDIRECT(\"Measures!\"&E$99&$B148)<>\"\",INDIRECT(\"Measures!\"&E$99&$B148),\"\"),\"\")","v":""},{"$f":"IF($B148<>\"\",IF(INDIRECT(\"Measures!\"&F$99&$B148)<>\"\",INDIRECT(\"Measures!\"&F$99&$B148),\"\"),\"\")","v":""},{"$f":"IF($B148<>\"\",IF(INDIRECT(\"Measures!\"&G$99&$B148)<>\"\",INDIRECT(\"Measures!\"&G$99&$B148),\"\"),\"\")","v":""},{"$f":"IF($B148<>\"\",IF(INDIRECT(\"Measures!\"&H$99&$B148)<>\"\",INDIRECT(\"Measures!\"&H$99&$B148),\"\"),\"\")","v":""},{"$f":"IF($B148<>\"\",IF(INDIRECT(\"Measures!\"&I$99&$B148)<>\"\",INDIRECT(\"Measures!\"&I$99&$B148),\"\"),\"\")","v":""},{"$f":"IF($B148<>\"\",IF(INDIRECT(\"Measures!\"&J$99&$B148)<>\"\",INDIRECT(\"Measures!\"&J$99&$B148),\"\"),\"\")","v":""},{"$f":"IF($B148<>\"\",IF(INDIRECT(\"Measures!\"&K$99&$B148)<>\"\",INDIRECT(\"Measures!\"&K$99&$B148),\"\"),\"\")","v":""},{"$f":"IF($B148<>\"\",IF(INDIRECT(\"Measures!\"&L$99&$B148)<>\"\",INDIRECT(\"Measures!\"&L$99&$B148),\"\"),\"\")","v":""},{"$f":"IF($B148<>\"\",IF(INDIRECT(\"Measures!\"&M$99&$B148)<>\"\",INDIRECT(\"Measures!\"&M$99&$B148),\"\"),\"\")","v":""},{"$f":"IF($B148<>\"\",IF(INDIRECT(\"Measures!\"&N$99&$B148)<>\"\",INDIRECT(\"Measures!\"&N$99&$B148),\"\"),\"\")","v":""},{"$f":"IF($B148<>\"\",IF(INDIRECT(\"Measures!\"&O$99&$B148)<>\"\",INDIRECT(\"Measures!\"&O$99&$B148),\"\"),\"\")","v":""},{"$f":"IF($B148<>\"\",IF(INDIRECT(\"Measures!\"&P$99&$B148)<>\"\",INDIRECT(\"Measures!\"&P$99&$B148),\"\"),\"\")","v":""},{"$f":"IF($B148<>\"\",IF(INDIRECT(\"Measures!\"&Q$99&$B148)<>\"\",INDIRECT(\"Measures!\"&Q$99&$B148),\"\"),\"\")","v":""},{"$f":"IF($B148<>\"\",IF(INDIRECT(\"Measures!\"&R$99&$B148)<>\"\",INDIRECT(\"Measures!\"&R$99&$B148),\"\"),\"\")","v":""},{"$f":"IF($B148<>\"\",IF(INDIRECT(\"Measures!\"&S$99&$B148)<>\"\",INDIRECT(\"Measures!\"&S$99&$B148),\"\"),\"\")","v":""},{"$f":"IF($B148<>\"\",IF(INDIRECT(\"Measures!\"&T$99&$B148)<>\"\",INDIRECT(\"Measures!\"&T$99&$B148),\"\"),\"\")","v":""},{"$f":"IF($B148<>\"\",IF(INDIRECT(\"Measures!\"&U$99&$B148)<>\"\",INDIRECT(\"Measures!\"&U$99&$B148),\"\"),\"\")","v":""},{"$f":"IF($B148<>\"\",IF(INDIRECT(\"Measures!\"&V$99&$B148)<>\"\",INDIRECT(\"Measures!\"&V$99&$B148),\"\"),\"\")","v":""},{"$f":"IF($B148<>\"\",IF(INDIRECT(\"Measures!\"&W$99&$B148)<>\"\",INDIRECT(\"Measures!\"&W$99&$B148),\"\"),\"\")","v":""},{"$f":"IF($B148<>\"\",IF(INDIRECT(\"Measures!\"&X$99&$B148)<>\"\",INDIRECT(\"Measures!\"&X$99&$B148),\"\"),\"\")","v":""},{"$f":"IF($B148<>\"\",IF(INDIRECT(\"Measures!\"&Y$99&$B148)<>\"\",INDIRECT(\"Measures!\"&Y$99&$B148),\"\"),\"\")","v":""},{"$f":"IF($B148<>\"\",IF(INDIRECT(\"Measures!\"&Z$99&$B148)<>\"\",INDIRECT(\"Measures!\"&Z$99&$B148),\"\"),\"\")","v":""},{"$f":"IF($B148<>\"\",IF(INDIRECT(\"Measures!\"&AA$99&$B148)<>\"\",INDIRECT(\"Measures!\"&AA$99&$B148),\"\"),\"\")","v":""},{"$f":"IF($B148<>\"\",IF(INDIRECT(\"Measures!\"&AB$99&$B148)<>\"\",INDIRECT(\"Measures!\"&AB$99&$B148),\"\"),\"\")","v":""},{"$f":"IF($B148<>\"\",IF(INDIRECT(\"Measures!\"&AC$99&$B148)<>\"\",INDIRECT(\"Measures!\"&AC$99&$B148),\"\"),\"\")","v":""},{"$f":"IF($B148<>\"\",IF(INDIRECT(\"Measures!\"&AD$99&$B148)<>\"\",INDIRECT(\"Measures!\"&AD$99&$B148),\"\"),\"\")","v":""},{"$f":"IF($B148<>\"\",IF(INDIRECT(\"Measures!\"&AE$99&$B148)<>\"\",INDIRECT(\"Measures!\"&AE$99&$B148),\"\"),\"\")","v":""},{"$f":"IF($B148<>\"\",IF(INDIRECT(\"Measures!\"&AF$99&$B148)<>\"\",INDIRECT(\"Measures!\"&AF$99&$B148),\"\"),\"\")","v":""},{"$f":"IF($B148<>\"\",IF(INDIRECT(\"Measures!\"&AG$99&$B148)<>\"\",INDIRECT(\"Measures!\"&AG$99&$B148),\"\"),\"\")","v":""},{"$f":"IF($B148<>\"\",IF(INDIRECT(\"Measures!\"&AH$99&$B148)<>\"\",INDIRECT(\"Measures!\"&AH$99&$B148),\"\"),\"\")","v":""},{"$f":"INDEX('Measure Descriptions'!$A$10:$A$46,MATCH(Map_Elec_Mid[[#This Row],[Measure]],'Measure Descriptions'!$B$10:$B$46,0))","v":""},{"$f":"IF($B148<>\"\",IF(VLOOKUP(Map_Elec_Mid[[#This Row],[Measure]],'Measure Descriptions'!$B$10:$H$46,AJ$99,FALSE)<>\"\",VLOOKUP(Map_Elec_Mid[[#This Row],[Measure]],'Measure Descriptions'!$B$10:$H$46,AJ$99,FALSE),\"\"),\"\")","v":""},{"$f":"IF($B148<>\"\",IF(VLOOKUP(Map_Elec_Mid[[#This Row],[Measure]],'Measure Descriptions'!$B$10:$H$46,AK$99,FALSE)<>\"\",VLOOKUP(Map_Elec_Mid[[#This Row],[Measure]],'Measure Descriptions'!$B$10:$H$46,AK$99,FALSE),\"\"),\"\")","v":""},{"$f":"IF($B148<>\"\",IF(VLOOKUP(Map_Elec_Mid[[#This Row],[Measure]],'Measure Descriptions'!$B$10:$H$46,AL$99,FALSE)<>\"\",VLOOKUP(Map_Elec_Mid[[#This Row],[Measure]],'Measure Descriptions'!$B$10:$H$46,AL$99,FALSE),\"\"),\"\")","v":""},{"$f":"IF($B148<>\"\",IF(VLOOKUP(Map_Elec_Mid[[#This Row],[Measure]],'Measure Descriptions'!$B$10:$H$46,AM$99,FALSE)<>\"\",VLOOKUP(Map_Elec_Mid[[#This Row],[Measure]],'Measure Descriptions'!$B$10:$H$46,AM$99,FALSE),\"\"),\"\")","v":""},{"$f":"IF($B148<>\"\",IF(VLOOKUP(Map_Elec_Mid[[#This Row],[Measure]],'Measure Descriptions'!$B$10:$H$46,AN$99,FALSE)<>\"\",VLOOKUP(Map_Elec_Mid[[#This Row],[Measure]],'Measure Descriptions'!$B$10:$H$46,AN$99,FALSE),\"\"),\"\")","v":""},{"$f":"IF($B148<>\"\",IF(VLOOKUP(Map_Elec_Mid[[#This Row],[Measure]],'Measure Descriptions'!$B$10:$H$46,AO$99,FALSE)<>\"\",VLOOKUP(Map_Elec_Mid[[#This Row],[Measure]],'Measure Descriptions'!$B$10:$H$46,AO$99,FALSE),\"\"),\"\")","v":""},{"$f":"IF($B148<>\"\",IF(INDIRECT(\"Measures!\"&AP$99&$B148)<>\"\",INDIRECT(\"Measures!\"&AP$99&$B148),\"\"),\"\")","v":""},null,null,null,null,null,null,null,null,null,null,null,"","",{"$f":"IF($BA148<>\"\",IF(INDIRECT(\"Measures!\"&BD$99&$BA148)<>\"\",INDIRECT(\"Measures!\"&BD$99&$BA148),\"\"),\"\")","v":""},{"$f":"IF($BA148<>\"\",IF(INDIRECT(\"Measures!\"&BE$99&$BA148)<>\"\",INDIRECT(\"Measures!\"&BE$99&$BA148),\"\"),\"\")","v":""},{"$f":"IF($BA148<>\"\",IF(INDIRECT(\"Measures!\"&BF$99&$BA148)<>\"\",INDIRECT(\"Measures!\"&BF$99&$BA148),\"\"),\"\")","v":""},{"$f":"IF($BA148<>\"\",IF(INDIRECT(\"Measures!\"&BG$99&$BA148)<>\"\",INDIRECT(\"Measures!\"&BG$99&$BA148),\"\"),\"\")","v":""},{"$f":"IF($BA148<>\"\",IF(INDIRECT(\"Measures!\"&BH$99&$BA148)<>\"\",INDIRECT(\"Measures!\"&BH$99&$BA148),\"\"),\"\")","v":""},{"$f":"IF($BA148<>\"\",IF(INDIRECT(\"Measures!\"&BI$99&$BA148)<>\"\",INDIRECT(\"Measures!\"&BI$99&$BA148),\"\"),\"\")","v":""},{"$f":"IF($BA148<>\"\",IF(INDIRECT(\"Measures!\"&BJ$99&$BA148)<>\"\",INDIRECT(\"Measures!\"&BJ$99&$BA148),\"\"),\"\")","v":""},{"$f":"IF($BA148<>\"\",IF(INDIRECT(\"Measures!\"&BK$99&$BA148)<>\"\",INDIRECT(\"Measures!\"&BK$99&$BA148),\"\"),\"\")","v":""},{"$f":"IF($BA148<>\"\",IF(INDIRECT(\"Measures!\"&BL$99&$BA148)<>\"\",INDIRECT(\"Measures!\"&BL$99&$BA148),\"\"),\"\")","v":""},{"$f":"IF($BA148<>\"\",IF(INDIRECT(\"Measures!\"&BM$99&$BA148)<>\"\",INDIRECT(\"Measures!\"&BM$99&$BA148),\"\"),\"\")","v":""},{"$f":"IF($BA148<>\"\",IF(INDIRECT(\"Measures!\"&BN$99&$BA148)<>\"\",INDIRECT(\"Measures!\"&BN$99&$BA148),\"\"),\"\")","v":""},{"$f":"IF($BA148<>\"\",IF(INDIRECT(\"Measures!\"&BO$99&$BA148)<>\"\",INDIRECT(\"Measures!\"&BO$99&$BA148),\"\"),\"\")","v":""},{"$f":"IF($BA148<>\"\",IF(INDIRECT(\"Measures!\"&BP$99&$BA148)<>\"\",INDIRECT(\"Measures!\"&BP$99&$BA148),\"\"),\"\")","v":""},{"$f":"IF($BA148<>\"\",IF(INDIRECT(\"Measures!\"&BQ$99&$BA148)<>\"\",INDIRECT(\"Measures!\"&BQ$99&$BA148),\"\"),\"\")","v":""},{"$f":"IF($BA148<>\"\",IF(INDIRECT(\"Measures!\"&BR$99&$BA148)<>\"\",INDIRECT(\"Measures!\"&BR$99&$BA148),\"\"),\"\")","v":""},{"$f":"IF($BA148<>\"\",IF(INDIRECT(\"Measures!\"&BS$99&$BA148)<>\"\",INDIRECT(\"Measures!\"&BS$99&$BA148),\"\"),\"\")","v":""},{"$f":"IF($BA148<>\"\",IF(INDIRECT(\"Measures!\"&BT$99&$BA148)<>\"\",INDIRECT(\"Measures!\"&BT$99&$BA148),\"\"),\"\")","v":""},{"$f":"IF($BA148<>\"\",IF(INDIRECT(\"Measures!\"&BU$99&$BA148)<>\"\",INDIRECT(\"Measures!\"&BU$99&$BA148),\"\"),\"\")","v":""},{"$f":"IF($BA148<>\"\",IF(INDIRECT(\"Measures!\"&BV$99&$BA148)<>\"\",INDIRECT(\"Measures!\"&BV$99&$BA148),\"\"),\"\")","v":""},{"$f":"IF($BA148<>\"\",IF(INDIRECT(\"Measures!\"&BW$99&$BA148)<>\"\",INDIRECT(\"Measures!\"&BW$99&$BA148),\"\"),\"\")","v":""},{"$f":"IF($BA148<>\"\",IF(INDIRECT(\"Measures!\"&BX$99&$BA148)<>\"\",INDIRECT(\"Measures!\"&BX$99&$BA148),\"\"),\"\")","v":""},{"$f":"IF($BA148<>\"\",IF(INDIRECT(\"Measures!\"&BY$99&$BA148)<>\"\",INDIRECT(\"Measures!\"&BY$99&$BA148),\"\"),\"\")","v":""},{"$f":"IF($BA148<>\"\",IF(INDIRECT(\"Measures!\"&BZ$99&$BA148)<>\"\",INDIRECT(\"Measures!\"&BZ$99&$BA148),\"\"),\"\")","v":""},{"$f":"IF($BA148<>\"\",IF(INDIRECT(\"Measures!\"&CA$99&$BA148)<>\"\",INDIRECT(\"Measures!\"&CA$99&$BA148),\"\"),\"\")","v":""},{"$f":"IF($BA148<>\"\",IF(INDIRECT(\"Measures!\"&CB$99&$BA148)<>\"\",INDIRECT(\"Measures!\"&CB$99&$BA148),\"\"),\"\")","v":""},{"$f":"IF($BA148<>\"\",IF(INDIRECT(\"Measures!\"&CC$99&$BA148)<>\"\",INDIRECT(\"Measures!\"&CC$99&$BA148),\"\"),\"\")","v":""},{"$f":"IF($BA148<>\"\",IF(INDIRECT(\"Measures!\"&CD$99&$BA148)<>\"\",INDIRECT(\"Measures!\"&CD$99&$BA148),\"\"),\"\")","v":""},{"$f":"IF($BA148<>\"\",IF(INDIRECT(\"Measures!\"&CE$99&$BA148)<>\"\",INDIRECT(\"Measures!\"&CE$99&$BA148),\"\"),\"\")","v":""},{"$f":"IF($BA148<>\"\",IF(INDIRECT(\"Measures!\"&CF$99&$BA148)<>\"\",INDIRECT(\"Measures!\"&CF$99&$BA148),\"\"),\"\")","v":""},{"$f":"IF($BA148<>\"\",IF(INDIRECT(\"Measures!\"&CG$99&$BA148)<>\"\",INDIRECT(\"Measures!\"&CG$99&$BA148),\"\"),\"\")","v":""},{"$f":"INDEX('Measure Descriptions'!$A$10:$A$46,MATCH(Map_Gas_Mid[[#This Row],[Measure]],'Measure Descriptions'!$B$10:$B$46,0))","v":""},{"$f":"IF($BA148<>\"\",IF(VLOOKUP(Map_Gas_Mid[[#This Row],[Measure]],'Measure Descriptions'!$B$10:$H$46,CI$99,FALSE)<>\"\",VLOOKUP(Map_Gas_Mid[[#This Row],[Measure]],'Measure Descriptions'!$B$10:$H$46,CI$99,FALSE),\"\"),\"\")","v":""},{"$f":"IF($BA148<>\"\",IF(VLOOKUP(Map_Gas_Mid[[#This Row],[Measure]],'Measure Descriptions'!$B$10:$H$46,CJ$99,FALSE)<>\"\",VLOOKUP(Map_Gas_Mid[[#This Row],[Measure]],'Measure Descriptions'!$B$10:$H$46,CJ$99,FALSE),\"\"),\"\")","v":""},{"$f":"IF($BA148<>\"\",IF(VLOOKUP(Map_Gas_Mid[[#This Row],[Measure]],'Measure Descriptions'!$B$10:$H$46,CK$99,FALSE)<>\"\",VLOOKUP(Map_Gas_Mid[[#This Row],[Measure]],'Measure Descriptions'!$B$10:$H$46,CK$99,FALSE),\"\"),\"\")","v":""},{"$f":"IF($BA148<>\"\",IF(VLOOKUP(Map_Gas_Mid[[#This Row],[Measure]],'Measure Descriptions'!$B$10:$H$46,CL$99,FALSE)<>\"\",VLOOKUP(Map_Gas_Mid[[#This Row],[Measure]],'Measure Descriptions'!$B$10:$H$46,CL$99,FALSE),\"\"),\"\")","v":""},{"$f":"IF($BA148<>\"\",IF(VLOOKUP(Map_Gas_Mid[[#This Row],[Measure]],'Measure Descriptions'!$B$10:$H$46,CM$99,FALSE)<>\"\",VLOOKUP(Map_Gas_Mid[[#This Row],[Measure]],'Measure Descriptions'!$B$10:$H$46,CM$99,FALSE),\"\"),\"\")","v":""},{"$f":"IF($BA148<>\"\",IF(VLOOKUP(Map_Gas_Mid[[#This Row],[Measure]],'Measure Descriptions'!$B$10:$H$46,CN$99,FALSE)<>\"\",VLOOKUP(Map_Gas_Mid[[#This Row],[Measure]],'Measure Descriptions'!$B$10:$H$46,CN$99,FALSE),\"\"),\"\")","v":""},{"$f":"IF($BA148<>\"\",IF(INDIRECT(\"Measures!\"&CO$99&$BA148)<>\"\",INDIRECT(\"Measures!\"&CO$99&$BA148),\"\"),\"\")","v":""}]
[null,null,"","",{"$f":"IF($B149<>\"\",IF(INDIRECT(\"Measures!\"&E$99&$B149)<>\"\",INDIRECT(\"Measures!\"&E$99&$B149),\"\"),\"\")","v":""},{"$f":"IF($B149<>\"\",IF(INDIRECT(\"Measures!\"&F$99&$B149)<>\"\",INDIRECT(\"Measures!\"&F$99&$B149),\"\"),\"\")","v":""},{"$f":"IF($B149<>\"\",IF(INDIRECT(\"Measures!\"&G$99&$B149)<>\"\",INDIRECT(\"Measures!\"&G$99&$B149),\"\"),\"\")","v":""},{"$f":"IF($B149<>\"\",IF(INDIRECT(\"Measures!\"&H$99&$B149)<>\"\",INDIRECT(\"Measures!\"&H$99&$B149),\"\"),\"\")","v":""},{"$f":"IF($B149<>\"\",IF(INDIRECT(\"Measures!\"&I$99&$B149)<>\"\",INDIRECT(\"Measures!\"&I$99&$B149),\"\"),\"\")","v":""},{"$f":"IF($B149<>\"\",IF(INDIRECT(\"Measures!\"&J$99&$B149)<>\"\",INDIRECT(\"Measures!\"&J$99&$B149),\"\"),\"\")","v":""},{"$f":"IF($B149<>\"\",IF(INDIRECT(\"Measures!\"&K$99&$B149)<>\"\",INDIRECT(\"Measures!\"&K$99&$B149),\"\"),\"\")","v":""},{"$f":"IF($B149<>\"\",IF(INDIRECT(\"Measures!\"&L$99&$B149)<>\"\",INDIRECT(\"Measures!\"&L$99&$B149),\"\"),\"\")","v":""},{"$f":"IF($B149<>\"\",IF(INDIRECT(\"Measures!\"&M$99&$B149)<>\"\",INDIRECT(\"Measures!\"&M$99&$B149),\"\"),\"\")","v":""},{"$f":"IF($B149<>\"\",IF(INDIRECT(\"Measures!\"&N$99&$B149)<>\"\",INDIRECT(\"Measures!\"&N$99&$B149),\"\"),\"\")","v":""},{"$f":"IF($B149<>\"\",IF(INDIRECT(\"Measures!\"&O$99&$B149)<>\"\",INDIRECT(\"Measures!\"&O$99&$B149),\"\"),\"\")","v":""},{"$f":"IF($B149<>\"\",IF(INDIRECT(\"Measures!\"&P$99&$B149)<>\"\",INDIRECT(\"Measures!\"&P$99&$B149),\"\"),\"\")","v":""},{"$f":"IF($B149<>\"\",IF(INDIRECT(\"Measures!\"&Q$99&$B149)<>\"\",INDIRECT(\"Measures!\"&Q$99&$B149),\"\"),\"\")","v":""},{"$f":"IF($B149<>\"\",IF(INDIRECT(\"Measures!\"&R$99&$B149)<>\"\",INDIRECT(\"Measures!\"&R$99&$B149),\"\"),\"\")","v":""},{"$f":"IF($B149<>\"\",IF(INDIRECT(\"Measures!\"&S$99&$B149)<>\"\",INDIRECT(\"Measures!\"&S$99&$B149),\"\"),\"\")","v":""},{"$f":"IF($B149<>\"\",IF(INDIRECT(\"Measures!\"&T$99&$B149)<>\"\",INDIRECT(\"Measures!\"&T$99&$B149),\"\"),\"\")","v":""},{"$f":"IF($B149<>\"\",IF(INDIRECT(\"Measures!\"&U$99&$B149)<>\"\",INDIRECT(\"Measures!\"&U$99&$B149),\"\"),\"\")","v":""},{"$f":"IF($B149<>\"\",IF(INDIRECT(\"Measures!\"&V$99&$B149)<>\"\",INDIRECT(\"Measures!\"&V$99&$B149),\"\"),\"\")","v":""},{"$f":"IF($B149<>\"\",IF(INDIRECT(\"Measures!\"&W$99&$B149)<>\"\",INDIRECT(\"Measures!\"&W$99&$B149),\"\"),\"\")","v":""},{"$f":"IF($B149<>\"\",IF(INDIRECT(\"Measures!\"&X$99&$B149)<>\"\",INDIRECT(\"Measures!\"&X$99&$B149),\"\"),\"\")","v":""},{"$f":"IF($B149<>\"\",IF(INDIRECT(\"Measures!\"&Y$99&$B149)<>\"\",INDIRECT(\"Measures!\"&Y$99&$B149),\"\"),\"\")","v":""},{"$f":"IF($B149<>\"\",IF(INDIRECT(\"Measures!\"&Z$99&$B149)<>\"\",INDIRECT(\"Measures!\"&Z$99&$B149),\"\"),\"\")","v":""},{"$f":"IF($B149<>\"\",IF(INDIRECT(\"Measures!\"&AA$99&$B149)<>\"\",INDIRECT(\"Measures!\"&AA$99&$B149),\"\"),\"\")","v":""},{"$f":"IF($B149<>\"\",IF(INDIRECT(\"Measures!\"&AB$99&$B149)<>\"\",INDIRECT(\"Measures!\"&AB$99&$B149),\"\"),\"\")","v":""},{"$f":"IF($B149<>\"\",IF(INDIRECT(\"Measures!\"&AC$99&$B149)<>\"\",INDIRECT(\"Measures!\"&AC$99&$B149),\"\"),\"\")","v":""},{"$f":"IF($B149<>\"\",IF(INDIRECT(\"Measures!\"&AD$99&$B149)<>\"\",INDIRECT(\"Measures!\"&AD$99&$B149),\"\"),\"\")","v":""},{"$f":"IF($B149<>\"\",IF(INDIRECT(\"Measures!\"&AE$99&$B149)<>\"\",INDIRECT(\"Measures!\"&AE$99&$B149),\"\"),\"\")","v":""},{"$f":"IF($B149<>\"\",IF(INDIRECT(\"Measures!\"&AF$99&$B149)<>\"\",INDIRECT(\"Measures!\"&AF$99&$B149),\"\"),\"\")","v":""},{"$f":"IF($B149<>\"\",IF(INDIRECT(\"Measures!\"&AG$99&$B149)<>\"\",INDIRECT(\"Measures!\"&AG$99&$B149),\"\"),\"\")","v":""},{"$f":"IF($B149<>\"\",IF(INDIRECT(\"Measures!\"&AH$99&$B149)<>\"\",INDIRECT(\"Measures!\"&AH$99&$B149),\"\"),\"\")","v":""},{"$f":"INDEX('Measure Descriptions'!$A$10:$A$46,MATCH(Map_Elec_Mid[[#This Row],[Measure]],'Measure Descriptions'!$B$10:$B$46,0))","v":""},{"$f":"IF($B149<>\"\",IF(VLOOKUP(Map_Elec_Mid[[#This Row],[Measure]],'Measure Descriptions'!$B$10:$H$46,AJ$99,FALSE)<>\"\",VLOOKUP(Map_Elec_Mid[[#This Row],[Measure]],'Measure Descriptions'!$B$10:$H$46,AJ$99,FALSE),\"\"),\"\")","v":""},{"$f":"IF($B149<>\"\",IF(VLOOKUP(Map_Elec_Mid[[#This Row],[Measure]],'Measure Descriptions'!$B$10:$H$46,AK$99,FALSE)<>\"\",VLOOKUP(Map_Elec_Mid[[#This Row],[Measure]],'Measure Descriptions'!$B$10:$H$46,AK$99,FALSE),\"\"),\"\")","v":""},{"$f":"IF($B149<>\"\",IF(VLOOKUP(Map_Elec_Mid[[#This Row],[Measure]],'Measure Descriptions'!$B$10:$H$46,AL$99,FALSE)<>\"\",VLOOKUP(Map_Elec_Mid[[#This Row],[Measure]],'Measure Descriptions'!$B$10:$H$46,AL$99,FALSE),\"\"),\"\")","v":""},{"$f":"IF($B149<>\"\",IF(VLOOKUP(Map_Elec_Mid[[#This Row],[Measure]],'Measure Descriptions'!$B$10:$H$46,AM$99,FALSE)<>\"\",VLOOKUP(Map_Elec_Mid[[#This Row],[Measure]],'Measure Descriptions'!$B$10:$H$46,AM$99,FALSE),\"\"),\"\")","v":""},{"$f":"IF($B149<>\"\",IF(VLOOKUP(Map_Elec_Mid[[#This Row],[Measure]],'Measure Descriptions'!$B$10:$H$46,AN$99,FALSE)<>\"\",VLOOKUP(Map_Elec_Mid[[#This Row],[Measure]],'Measure Descriptions'!$B$10:$H$46,AN$99,FALSE),\"\"),\"\")","v":""},{"$f":"IF($B149<>\"\",IF(VLOOKUP(Map_Elec_Mid[[#This Row],[Measure]],'Measure Descriptions'!$B$10:$H$46,AO$99,FALSE)<>\"\",VLOOKUP(Map_Elec_Mid[[#This Row],[Measure]],'Measure Descriptions'!$B$10:$H$46,AO$99,FALSE),\"\"),\"\")","v":""},{"$f":"IF($B149<>\"\",IF(INDIRECT(\"Measures!\"&AP$99&$B149)<>\"\",INDIRECT(\"Measures!\"&AP$99&$B149),\"\"),\"\")","v":""},null,null,null,null,null,null,null,null,null,null,null,"","",{"$f":"IF($BA149<>\"\",IF(INDIRECT(\"Measures!\"&BD$99&$BA149)<>\"\",INDIRECT(\"Measures!\"&BD$99&$BA149),\"\"),\"\")","v":""},{"$f":"IF($BA149<>\"\",IF(INDIRECT(\"Measures!\"&BE$99&$BA149)<>\"\",INDIRECT(\"Measures!\"&BE$99&$BA149),\"\"),\"\")","v":""},{"$f":"IF($BA149<>\"\",IF(INDIRECT(\"Measures!\"&BF$99&$BA149)<>\"\",INDIRECT(\"Measures!\"&BF$99&$BA149),\"\"),\"\")","v":""},{"$f":"IF($BA149<>\"\",IF(INDIRECT(\"Measures!\"&BG$99&$BA149)<>\"\",INDIRECT(\"Measures!\"&BG$99&$BA149),\"\"),\"\")","v":""},{"$f":"IF($BA149<>\"\",IF(INDIRECT(\"Measures!\"&BH$99&$BA149)<>\"\",INDIRECT(\"Measures!\"&BH$99&$BA149),\"\"),\"\")","v":""},{"$f":"IF($BA149<>\"\",IF(INDIRECT(\"Measures!\"&BI$99&$BA149)<>\"\",INDIRECT(\"Measures!\"&BI$99&$BA149),\"\"),\"\")","v":""},{"$f":"IF($BA149<>\"\",IF(INDIRECT(\"Measures!\"&BJ$99&$BA149)<>\"\",INDIRECT(\"Measures!\"&BJ$99&$BA149),\"\"),\"\")","v":""},{"$f":"IF($BA149<>\"\",IF(INDIRECT(\"Measures!\"&BK$99&$BA149)<>\"\",INDIRECT(\"Measures!\"&BK$99&$BA149),\"\"),\"\")","v":""},{"$f":"IF($BA149<>\"\",IF(INDIRECT(\"Measures!\"&BL$99&$BA149)<>\"\",INDIRECT(\"Measures!\"&BL$99&$BA149),\"\"),\"\")","v":""},{"$f":"IF($BA149<>\"\",IF(INDIRECT(\"Measures!\"&BM$99&$BA149)<>\"\",INDIRECT(\"Measures!\"&BM$99&$BA149),\"\"),\"\")","v":""},{"$f":"IF($BA149<>\"\",IF(INDIRECT(\"Measures!\"&BN$99&$BA149)<>\"\",INDIRECT(\"Measures!\"&BN$99&$BA149),\"\"),\"\")","v":""},{"$f":"IF($BA149<>\"\",IF(INDIRECT(\"Measures!\"&BO$99&$BA149)<>\"\",INDIRECT(\"Measures!\"&BO$99&$BA149),\"\"),\"\")","v":""},{"$f":"IF($BA149<>\"\",IF(INDIRECT(\"Measures!\"&BP$99&$BA149)<>\"\",INDIRECT(\"Measures!\"&BP$99&$BA149),\"\"),\"\")","v":""},{"$f":"IF($BA149<>\"\",IF(INDIRECT(\"Measures!\"&BQ$99&$BA149)<>\"\",INDIRECT(\"Measures!\"&BQ$99&$BA149),\"\"),\"\")","v":""},{"$f":"IF($BA149<>\"\",IF(INDIRECT(\"Measures!\"&BR$99&$BA149)<>\"\",INDIRECT(\"Measures!\"&BR$99&$BA149),\"\"),\"\")","v":""},{"$f":"IF($BA149<>\"\",IF(INDIRECT(\"Measures!\"&BS$99&$BA149)<>\"\",INDIRECT(\"Measures!\"&BS$99&$BA149),\"\"),\"\")","v":""},{"$f":"IF($BA149<>\"\",IF(INDIRECT(\"Measures!\"&BT$99&$BA149)<>\"\",INDIRECT(\"Measures!\"&BT$99&$BA149),\"\"),\"\")","v":""},{"$f":"IF($BA149<>\"\",IF(INDIRECT(\"Measures!\"&BU$99&$BA149)<>\"\",INDIRECT(\"Measures!\"&BU$99&$BA149),\"\"),\"\")","v":""},{"$f":"IF($BA149<>\"\",IF(INDIRECT(\"Measures!\"&BV$99&$BA149)<>\"\",INDIRECT(\"Measures!\"&BV$99&$BA149),\"\"),\"\")","v":""},{"$f":"IF($BA149<>\"\",IF(INDIRECT(\"Measures!\"&BW$99&$BA149)<>\"\",INDIRECT(\"Measures!\"&BW$99&$BA149),\"\"),\"\")","v":""},{"$f":"IF($BA149<>\"\",IF(INDIRECT(\"Measures!\"&BX$99&$BA149)<>\"\",INDIRECT(\"Measures!\"&BX$99&$BA149),\"\"),\"\")","v":""},{"$f":"IF($BA149<>\"\",IF(INDIRECT(\"Measures!\"&BY$99&$BA149)<>\"\",INDIRECT(\"Measures!\"&BY$99&$BA149),\"\"),\"\")","v":""},{"$f":"IF($BA149<>\"\",IF(INDIRECT(\"Measures!\"&BZ$99&$BA149)<>\"\",INDIRECT(\"Measures!\"&BZ$99&$BA149),\"\"),\"\")","v":""},{"$f":"IF($BA149<>\"\",IF(INDIRECT(\"Measures!\"&CA$99&$BA149)<>\"\",INDIRECT(\"Measures!\"&CA$99&$BA149),\"\"),\"\")","v":""},{"$f":"IF($BA149<>\"\",IF(INDIRECT(\"Measures!\"&CB$99&$BA149)<>\"\",INDIRECT(\"Measures!\"&CB$99&$BA149),\"\"),\"\")","v":""},{"$f":"IF($BA149<>\"\",IF(INDIRECT(\"Measures!\"&CC$99&$BA149)<>\"\",INDIRECT(\"Measures!\"&CC$99&$BA149),\"\"),\"\")","v":""},{"$f":"IF($BA149<>\"\",IF(INDIRECT(\"Measures!\"&CD$99&$BA149)<>\"\",INDIRECT(\"Measures!\"&CD$99&$BA149),\"\"),\"\")","v":""},{"$f":"IF($BA149<>\"\",IF(INDIRECT(\"Measures!\"&CE$99&$BA149)<>\"\",INDIRECT(\"Measures!\"&CE$99&$BA149),\"\"),\"\")","v":""},{"$f":"IF($BA149<>\"\",IF(INDIRECT(\"Measures!\"&CF$99&$BA149)<>\"\",INDIRECT(\"Measures!\"&CF$99&$BA149),\"\"),\"\")","v":""},{"$f":"IF($BA149<>\"\",IF(INDIRECT(\"Measures!\"&CG$99&$BA149)<>\"\",INDIRECT(\"Measures!\"&CG$99&$BA149),\"\"),\"\")","v":""},{"$f":"INDEX('Measure Descriptions'!$A$10:$A$46,MATCH(Map_Gas_Mid[[#This Row],[Measure]],'Measure Descriptions'!$B$10:$B$46,0))","v":""},{"$f":"IF($BA149<>\"\",IF(VLOOKUP(Map_Gas_Mid[[#This Row],[Measure]],'Measure Descriptions'!$B$10:$H$46,CI$99,FALSE)<>\"\",VLOOKUP(Map_Gas_Mid[[#This Row],[Measure]],'Measure Descriptions'!$B$10:$H$46,CI$99,FALSE),\"\"),\"\")","v":""},{"$f":"IF($BA149<>\"\",IF(VLOOKUP(Map_Gas_Mid[[#This Row],[Measure]],'Measure Descriptions'!$B$10:$H$46,CJ$99,FALSE)<>\"\",VLOOKUP(Map_Gas_Mid[[#This Row],[Measure]],'Measure Descriptions'!$B$10:$H$46,CJ$99,FALSE),\"\"),\"\")","v":""},{"$f":"IF($BA149<>\"\",IF(VLOOKUP(Map_Gas_Mid[[#This Row],[Measure]],'Measure Descriptions'!$B$10:$H$46,CK$99,FALSE)<>\"\",VLOOKUP(Map_Gas_Mid[[#This Row],[Measure]],'Measure Descriptions'!$B$10:$H$46,CK$99,FALSE),\"\"),\"\")","v":""},{"$f":"IF($BA149<>\"\",IF(VLOOKUP(Map_Gas_Mid[[#This Row],[Measure]],'Measure Descriptions'!$B$10:$H$46,CL$99,FALSE)<>\"\",VLOOKUP(Map_Gas_Mid[[#This Row],[Measure]],'Measure Descriptions'!$B$10:$H$46,CL$99,FALSE),\"\"),\"\")","v":""},{"$f":"IF($BA149<>\"\",IF(VLOOKUP(Map_Gas_Mid[[#This Row],[Measure]],'Measure Descriptions'!$B$10:$H$46,CM$99,FALSE)<>\"\",VLOOKUP(Map_Gas_Mid[[#This Row],[Measure]],'Measure Descriptions'!$B$10:$H$46,CM$99,FALSE),\"\"),\"\")","v":""},{"$f":"IF($BA149<>\"\",IF(VLOOKUP(Map_Gas_Mid[[#This Row],[Measure]],'Measure Descriptions'!$B$10:$H$46,CN$99,FALSE)<>\"\",VLOOKUP(Map_Gas_Mid[[#This Row],[Measure]],'Measure Descriptions'!$B$10:$H$46,CN$99,FALSE),\"\"),\"\")","v":""},{"$f":"IF($BA149<>\"\",IF(INDIRECT(\"Measures!\"&CO$99&$BA149)<>\"\",INDIRECT(\"Measures!\"&CO$99&$BA149),\"\"),\"\")","v":""}]
[null,null,"","",{"$f":"IF($B150<>\"\",IF(INDIRECT(\"Measures!\"&E$99&$B150)<>\"\",INDIRECT(\"Measures!\"&E$99&$B150),\"\"),\"\")","v":""},{"$f":"IF($B150<>\"\",IF(INDIRECT(\"Measures!\"&F$99&$B150)<>\"\",INDIRECT(\"Measures!\"&F$99&$B150),\"\"),\"\")","v":""},{"$f":"IF($B150<>\"\",IF(INDIRECT(\"Measures!\"&G$99&$B150)<>\"\",INDIRECT(\"Measures!\"&G$99&$B150),\"\"),\"\")","v":""},{"$f":"IF($B150<>\"\",IF(INDIRECT(\"Measures!\"&H$99&$B150)<>\"\",INDIRECT(\"Measures!\"&H$99&$B150),\"\"),\"\")","v":""},{"$f":"IF($B150<>\"\",IF(INDIRECT(\"Measures!\"&I$99&$B150)<>\"\",INDIRECT(\"Measures!\"&I$99&$B150),\"\"),\"\")","v":""},{"$f":"IF($B150<>\"\",IF(INDIRECT(\"Measures!\"&J$99&$B150)<>\"\",INDIRECT(\"Measures!\"&J$99&$B150),\"\"),\"\")","v":""},{"$f":"IF($B150<>\"\",IF(INDIRECT(\"Measures!\"&K$99&$B150)<>\"\",INDIRECT(\"Measures!\"&K$99&$B150),\"\"),\"\")","v":""},{"$f":"IF($B150<>\"\",IF(INDIRECT(\"Measures!\"&L$99&$B150)<>\"\",INDIRECT(\"Measures!\"&L$99&$B150),\"\"),\"\")","v":""},{"$f":"IF($B150<>\"\",IF(INDIRECT(\"Measures!\"&M$99&$B150)<>\"\",INDIRECT(\"Measures!\"&M$99&$B150),\"\"),\"\")","v":""},{"$f":"IF($B150<>\"\",IF(INDIRECT(\"Measures!\"&N$99&$B150)<>\"\",INDIRECT(\"Measures!\"&N$99&$B150),\"\"),\"\")","v":""},{"$f":"IF($B150<>\"\",IF(INDIRECT(\"Measures!\"&O$99&$B150)<>\"\",INDIRECT(\"Measures!\"&O$99&$B150),\"\"),\"\")","v":""},{"$f":"IF($B150<>\"\",IF(INDIRECT(\"Measures!\"&P$99&$B150)<>\"\",INDIRECT(\"Measures!\"&P$99&$B150),\"\"),\"\")","v":""},{"$f":"IF($B150<>\"\",IF(INDIRECT(\"Measures!\"&Q$99&$B150)<>\"\",INDIRECT(\"Measures!\"&Q$99&$B150),\"\"),\"\")","v":""},{"$f":"IF($B150<>\"\",IF(INDIRECT(\"Measures!\"&R$99&$B150)<>\"\",INDIRECT(\"Measures!\"&R$99&$B150),\"\"),\"\")","v":""},{"$f":"IF($B150<>\"\",IF(INDIRECT(\"Measures!\"&S$99&$B150)<>\"\",INDIRECT(\"Measures!\"&S$99&$B150),\"\"),\"\")","v":""},{"$f":"IF($B150<>\"\",IF(INDIRECT(\"Measures!\"&T$99&$B150)<>\"\",INDIRECT(\"Measures!\"&T$99&$B150),\"\"),\"\")","v":""},{"$f":"IF($B150<>\"\",IF(INDIRECT(\"Measures!\"&U$99&$B150)<>\"\",INDIRECT(\"Measures!\"&U$99&$B150),\"\"),\"\")","v":""},{"$f":"IF($B150<>\"\",IF(INDIRECT(\"Measures!\"&V$99&$B150)<>\"\",INDIRECT(\"Measures!\"&V$99&$B150),\"\"),\"\")","v":""},{"$f":"IF($B150<>\"\",IF(INDIRECT(\"Measures!\"&W$99&$B150)<>\"\",INDIRECT(\"Measures!\"&W$99&$B150),\"\"),\"\")","v":""},{"$f":"IF($B150<>\"\",IF(INDIRECT(\"Measures!\"&X$99&$B150)<>\"\",INDIRECT(\"Measures!\"&X$99&$B150),\"\"),\"\")","v":""},{"$f":"IF($B150<>\"\",IF(INDIRECT(\"Measures!\"&Y$99&$B150)<>\"\",INDIRECT(\"Measures!\"&Y$99&$B150),\"\"),\"\")","v":""},{"$f":"IF($B150<>\"\",IF(INDIRECT(\"Measures!\"&Z$99&$B150)<>\"\",INDIRECT(\"Measures!\"&Z$99&$B150),\"\"),\"\")","v":""},{"$f":"IF($B150<>\"\",IF(INDIRECT(\"Measures!\"&AA$99&$B150)<>\"\",INDIRECT(\"Measures!\"&AA$99&$B150),\"\"),\"\")","v":""},{"$f":"IF($B150<>\"\",IF(INDIRECT(\"Measures!\"&AB$99&$B150)<>\"\",INDIRECT(\"Measures!\"&AB$99&$B150),\"\"),\"\")","v":""},{"$f":"IF($B150<>\"\",IF(INDIRECT(\"Measures!\"&AC$99&$B150)<>\"\",INDIRECT(\"Measures!\"&AC$99&$B150),\"\"),\"\")","v":""},{"$f":"IF($B150<>\"\",IF(INDIRECT(\"Measures!\"&AD$99&$B150)<>\"\",INDIRECT(\"Measures!\"&AD$99&$B150),\"\"),\"\")","v":""},{"$f":"IF($B150<>\"\",IF(INDIRECT(\"Measures!\"&AE$99&$B150)<>\"\",INDIRECT(\"Measures!\"&AE$99&$B150),\"\"),\"\")","v":""},{"$f":"IF($B150<>\"\",IF(INDIRECT(\"Measures!\"&AF$99&$B150)<>\"\",INDIRECT(\"Measures!\"&AF$99&$B150),\"\"),\"\")","v":""},{"$f":"IF($B150<>\"\",IF(INDIRECT(\"Measures!\"&AG$99&$B150)<>\"\",INDIRECT(\"Measures!\"&AG$99&$B150),\"\"),\"\")","v":""},{"$f":"IF($B150<>\"\",IF(INDIRECT(\"Measures!\"&AH$99&$B150)<>\"\",INDIRECT(\"Measures!\"&AH$99&$B150),\"\"),\"\")","v":""},{"$f":"INDEX('Measure Descriptions'!$A$10:$A$46,MATCH(Map_Elec_Mid[[#This Row],[Measure]],'Measure Descriptions'!$B$10:$B$46,0))","v":""},{"$f":"IF($B150<>\"\",IF(VLOOKUP(Map_Elec_Mid[[#This Row],[Measure]],'Measure Descriptions'!$B$10:$H$46,AJ$99,FALSE)<>\"\",VLOOKUP(Map_Elec_Mid[[#This Row],[Measure]],'Measure Descriptions'!$B$10:$H$46,AJ$99,FALSE),\"\"),\"\")","v":""},{"$f":"IF($B150<>\"\",IF(VLOOKUP(Map_Elec_Mid[[#This Row],[Measure]],'Measure Descriptions'!$B$10:$H$46,AK$99,FALSE)<>\"\",VLOOKUP(Map_Elec_Mid[[#This Row],[Measure]],'Measure Descriptions'!$B$10:$H$46,AK$99,FALSE),\"\"),\"\")","v":""},{"$f":"IF($B150<>\"\",IF(VLOOKUP(Map_Elec_Mid[[#This Row],[Measure]],'Measure Descriptions'!$B$10:$H$46,AL$99,FALSE)<>\"\",VLOOKUP(Map_Elec_Mid[[#This Row],[Measure]],'Measure Descriptions'!$B$10:$H$46,AL$99,FALSE),\"\"),\"\")","v":""},{"$f":"IF($B150<>\"\",IF(VLOOKUP(Map_Elec_Mid[[#This Row],[Measure]],'Measure Descriptions'!$B$10:$H$46,AM$99,FALSE)<>\"\",VLOOKUP(Map_Elec_Mid[[#This Row],[Measure]],'Measure Descriptions'!$B$10:$H$46,AM$99,FALSE),\"\"),\"\")","v":""},{"$f":"IF($B150<>\"\",IF(VLOOKUP(Map_Elec_Mid[[#This Row],[Measure]],'Measure Descriptions'!$B$10:$H$46,AN$99,FALSE)<>\"\",VLOOKUP(Map_Elec_Mid[[#This Row],[Measure]],'Measure Descriptions'!$B$10:$H$46,AN$99,FALSE),\"\"),\"\")","v":""},{"$f":"IF($B150<>\"\",IF(VLOOKUP(Map_Elec_Mid[[#This Row],[Measure]],'Measure Descriptions'!$B$10:$H$46,AO$99,FALSE)<>\"\",VLOOKUP(Map_Elec_Mid[[#This Row],[Measure]],'Measure Descriptions'!$B$10:$H$46,AO$99,FALSE),\"\"),\"\")","v":""},{"$f":"IF($B150<>\"\",IF(INDIRECT(\"Measures!\"&AP$99&$B150)<>\"\",INDIRECT(\"Measures!\"&AP$99&$B150),\"\"),\"\")","v":""},null,null,null,null,null,null,null,null,null,null,null,"","",{"$f":"IF($BA150<>\"\",IF(INDIRECT(\"Measures!\"&BD$99&$BA150)<>\"\",INDIRECT(\"Measures!\"&BD$99&$BA150),\"\"),\"\")","v":""},{"$f":"IF($BA150<>\"\",IF(INDIRECT(\"Measures!\"&BE$99&$BA150)<>\"\",INDIRECT(\"Measures!\"&BE$99&$BA150),\"\"),\"\")","v":""},{"$f":"IF($BA150<>\"\",IF(INDIRECT(\"Measures!\"&BF$99&$BA150)<>\"\",INDIRECT(\"Measures!\"&BF$99&$BA150),\"\"),\"\")","v":""},{"$f":"IF($BA150<>\"\",IF(INDIRECT(\"Measures!\"&BG$99&$BA150)<>\"\",INDIRECT(\"Measures!\"&BG$99&$BA150),\"\"),\"\")","v":""},{"$f":"IF($BA150<>\"\",IF(INDIRECT(\"Measures!\"&BH$99&$BA150)<>\"\",INDIRECT(\"Measures!\"&BH$99&$BA150),\"\"),\"\")","v":""},{"$f":"IF($BA150<>\"\",IF(INDIRECT(\"Measures!\"&BI$99&$BA150)<>\"\",INDIRECT(\"Measures!\"&BI$99&$BA150),\"\"),\"\")","v":""},{"$f":"IF($BA150<>\"\",IF(INDIRECT(\"Measures!\"&BJ$99&$BA150)<>\"\",INDIRECT(\"Measures!\"&BJ$99&$BA150),\"\"),\"\")","v":""},{"$f":"IF($BA150<>\"\",IF(INDIRECT(\"Measures!\"&BK$99&$BA150)<>\"\",INDIRECT(\"Measures!\"&BK$99&$BA150),\"\"),\"\")","v":""},{"$f":"IF($BA150<>\"\",IF(INDIRECT(\"Measures!\"&BL$99&$BA150)<>\"\",INDIRECT(\"Measures!\"&BL$99&$BA150),\"\"),\"\")","v":""},{"$f":"IF($BA150<>\"\",IF(INDIRECT(\"Measures!\"&BM$99&$BA150)<>\"\",INDIRECT(\"Measures!\"&BM$99&$BA150),\"\"),\"\")","v":""},{"$f":"IF($BA150<>\"\",IF(INDIRECT(\"Measures!\"&BN$99&$BA150)<>\"\",INDIRECT(\"Measures!\"&BN$99&$BA150),\"\"),\"\")","v":""},{"$f":"IF($BA150<>\"\",IF(INDIRECT(\"Measures!\"&BO$99&$BA150)<>\"\",INDIRECT(\"Measures!\"&BO$99&$BA150),\"\"),\"\")","v":""},{"$f":"IF($BA150<>\"\",IF(INDIRECT(\"Measures!\"&BP$99&$BA150)<>\"\",INDIRECT(\"Measures!\"&BP$99&$BA150),\"\"),\"\")","v":""},{"$f":"IF($BA150<>\"\",IF(INDIRECT(\"Measures!\"&BQ$99&$BA150)<>\"\",INDIRECT(\"Measures!\"&BQ$99&$BA150),\"\"),\"\")","v":""},{"$f":"IF($BA150<>\"\",IF(INDIRECT(\"Measures!\"&BR$99&$BA150)<>\"\",INDIRECT(\"Measures!\"&BR$99&$BA150),\"\"),\"\")","v":""},{"$f":"IF($BA150<>\"\",IF(INDIRECT(\"Measures!\"&BS$99&$BA150)<>\"\",INDIRECT(\"Measures!\"&BS$99&$BA150),\"\"),\"\")","v":""},{"$f":"IF($BA150<>\"\",IF(INDIRECT(\"Measures!\"&BT$99&$BA150)<>\"\",INDIRECT(\"Measures!\"&BT$99&$BA150),\"\"),\"\")","v":""},{"$f":"IF($BA150<>\"\",IF(INDIRECT(\"Measures!\"&BU$99&$BA150)<>\"\",INDIRECT(\"Measures!\"&BU$99&$BA150),\"\"),\"\")","v":""},{"$f":"IF($BA150<>\"\",IF(INDIRECT(\"Measures!\"&BV$99&$BA150)<>\"\",INDIRECT(\"Measures!\"&BV$99&$BA150),\"\"),\"\")","v":""},{"$f":"IF($BA150<>\"\",IF(INDIRECT(\"Measures!\"&BW$99&$BA150)<>\"\",INDIRECT(\"Measures!\"&BW$99&$BA150),\"\"),\"\")","v":""},{"$f":"IF($BA150<>\"\",IF(INDIRECT(\"Measures!\"&BX$99&$BA150)<>\"\",INDIRECT(\"Measures!\"&BX$99&$BA150),\"\"),\"\")","v":""},{"$f":"IF($BA150<>\"\",IF(INDIRECT(\"Measures!\"&BY$99&$BA150)<>\"\",INDIRECT(\"Measures!\"&BY$99&$BA150),\"\"),\"\")","v":""},{"$f":"IF($BA150<>\"\",IF(INDIRECT(\"Measures!\"&BZ$99&$BA150)<>\"\",INDIRECT(\"Measures!\"&BZ$99&$BA150),\"\"),\"\")","v":""},{"$f":"IF($BA150<>\"\",IF(INDIRECT(\"Measures!\"&CA$99&$BA150)<>\"\",INDIRECT(\"Measures!\"&CA$99&$BA150),\"\"),\"\")","v":""},{"$f":"IF($BA150<>\"\",IF(INDIRECT(\"Measures!\"&CB$99&$BA150)<>\"\",INDIRECT(\"Measures!\"&CB$99&$BA150),\"\"),\"\")","v":""},{"$f":"IF($BA150<>\"\",IF(INDIRECT(\"Measures!\"&CC$99&$BA150)<>\"\",INDIRECT(\"Measures!\"&CC$99&$BA150),\"\"),\"\")","v":""},{"$f":"IF($BA150<>\"\",IF(INDIRECT(\"Measures!\"&CD$99&$BA150)<>\"\",INDIRECT(\"Measures!\"&CD$99&$BA150),\"\"),\"\")","v":""},{"$f":"IF($BA150<>\"\",IF(INDIRECT(\"Measures!\"&CE$99&$BA150)<>\"\",INDIRECT(\"Measures!\"&CE$99&$BA150),\"\"),\"\")","v":""},{"$f":"IF($BA150<>\"\",IF(INDIRECT(\"Measures!\"&CF$99&$BA150)<>\"\",INDIRECT(\"Measures!\"&CF$99&$BA150),\"\"),\"\")","v":""},{"$f":"IF($BA150<>\"\",IF(INDIRECT(\"Measures!\"&CG$99&$BA150)<>\"\",INDIRECT(\"Measures!\"&CG$99&$BA150),\"\"),\"\")","v":""},{"$f":"INDEX('Measure Descriptions'!$A$10:$A$46,MATCH(Map_Gas_Mid[[#This Row],[Measure]],'Measure Descriptions'!$B$10:$B$46,0))","v":""},{"$f":"IF($BA150<>\"\",IF(VLOOKUP(Map_Gas_Mid[[#This Row],[Measure]],'Measure Descriptions'!$B$10:$H$46,CI$99,FALSE)<>\"\",VLOOKUP(Map_Gas_Mid[[#This Row],[Measure]],'Measure Descriptions'!$B$10:$H$46,CI$99,FALSE),\"\"),\"\")","v":""},{"$f":"IF($BA150<>\"\",IF(VLOOKUP(Map_Gas_Mid[[#This Row],[Measure]],'Measure Descriptions'!$B$10:$H$46,CJ$99,FALSE)<>\"\",VLOOKUP(Map_Gas_Mid[[#This Row],[Measure]],'Measure Descriptions'!$B$10:$H$46,CJ$99,FALSE),\"\"),\"\")","v":""},{"$f":"IF($BA150<>\"\",IF(VLOOKUP(Map_Gas_Mid[[#This Row],[Measure]],'Measure Descriptions'!$B$10:$H$46,CK$99,FALSE)<>\"\",VLOOKUP(Map_Gas_Mid[[#This Row],[Measure]],'Measure Descriptions'!$B$10:$H$46,CK$99,FALSE),\"\"),\"\")","v":""},{"$f":"IF($BA150<>\"\",IF(VLOOKUP(Map_Gas_Mid[[#This Row],[Measure]],'Measure Descriptions'!$B$10:$H$46,CL$99,FALSE)<>\"\",VLOOKUP(Map_Gas_Mid[[#This Row],[Measure]],'Measure Descriptions'!$B$10:$H$46,CL$99,FALSE),\"\"),\"\")","v":""},{"$f":"IF($BA150<>\"\",IF(VLOOKUP(Map_Gas_Mid[[#This Row],[Measure]],'Measure Descriptions'!$B$10:$H$46,CM$99,FALSE)<>\"\",VLOOKUP(Map_Gas_Mid[[#This Row],[Measure]],'Measure Descriptions'!$B$10:$H$46,CM$99,FALSE),\"\"),\"\")","v":""},{"$f":"IF($BA150<>\"\",IF(VLOOKUP(Map_Gas_Mid[[#This Row],[Measure]],'Measure Descriptions'!$B$10:$H$46,CN$99,FALSE)<>\"\",VLOOKUP(Map_Gas_Mid[[#This Row],[Measure]],'Measure Descriptions'!$B$10:$H$46,CN$99,FALSE),\"\"),\"\")","v":""},{"$f":"IF($BA150<>\"\",IF(INDIRECT(\"Measures!\"&CO$99&$BA150)<>\"\",INDIRECT(\"Measures!\"&CO$99&$BA150),\"\"),\"\")","v":""}]
[null,null,"","",{"$f":"IF($B151<>\"\",IF(INDIRECT(\"Measures!\"&E$99&$B151)<>\"\",INDIRECT(\"Measures!\"&E$99&$B151),\"\"),\"\")","v":""},{"$f":"IF($B151<>\"\",IF(INDIRECT(\"Measures!\"&F$99&$B151)<>\"\",INDIRECT(\"Measures!\"&F$99&$B151),\"\"),\"\")","v":""},{"$f":"IF($B151<>\"\",IF(INDIRECT(\"Measures!\"&G$99&$B151)<>\"\",INDIRECT(\"Measures!\"&G$99&$B151),\"\"),\"\")","v":""},{"$f":"IF($B151<>\"\",IF(INDIRECT(\"Measures!\"&H$99&$B151)<>\"\",INDIRECT(\"Measures!\"&H$99&$B151),\"\"),\"\")","v":""},{"$f":"IF($B151<>\"\",IF(INDIRECT(\"Measures!\"&I$99&$B151)<>\"\",INDIRECT(\"Measures!\"&I$99&$B151),\"\"),\"\")","v":""},{"$f":"IF($B151<>\"\",IF(INDIRECT(\"Measures!\"&J$99&$B151)<>\"\",INDIRECT(\"Measures!\"&J$99&$B151),\"\"),\"\")","v":""},{"$f":"IF($B151<>\"\",IF(INDIRECT(\"Measures!\"&K$99&$B151)<>\"\",INDIRECT(\"Measures!\"&K$99&$B151),\"\"),\"\")","v":""},{"$f":"IF($B151<>\"\",IF(INDIRECT(\"Measures!\"&L$99&$B151)<>\"\",INDIRECT(\"Measures!\"&L$99&$B151),\"\"),\"\")","v":""},{"$f":"IF($B151<>\"\",IF(INDIRECT(\"Measures!\"&M$99&$B151)<>\"\",INDIRECT(\"Measures!\"&M$99&$B151),\"\"),\"\")","v":""},{"$f":"IF($B151<>\"\",IF(INDIRECT(\"Measures!\"&N$99&$B151)<>\"\",INDIRECT(\"Measures!\"&N$99&$B151),\"\"),\"\")","v":""},{"$f":"IF($B151<>\"\",IF(INDIRECT(\"Measures!\"&O$99&$B151)<>\"\",INDIRECT(\"Measures!\"&O$99&$B151),\"\"),\"\")","v":""},{"$f":"IF($B151<>\"\",IF(INDIRECT(\"Measures!\"&P$99&$B151)<>\"\",INDIRECT(\"Measures!\"&P$99&$B151),\"\"),\"\")","v":""},{"$f":"IF($B151<>\"\",IF(INDIRECT(\"Measures!\"&Q$99&$B151)<>\"\",INDIRECT(\"Measures!\"&Q$99&$B151),\"\"),\"\")","v":""},{"$f":"IF($B151<>\"\",IF(INDIRECT(\"Measures!\"&R$99&$B151)<>\"\",INDIRECT(\"Measures!\"&R$99&$B151),\"\"),\"\")","v":""},{"$f":"IF($B151<>\"\",IF(INDIRECT(\"Measures!\"&S$99&$B151)<>\"\",INDIRECT(\"Measures!\"&S$99&$B151),\"\"),\"\")","v":""},{"$f":"IF($B151<>\"\",IF(INDIRECT(\"Measures!\"&T$99&$B151)<>\"\",INDIRECT(\"Measures!\"&T$99&$B151),\"\"),\"\")","v":""},{"$f":"IF($B151<>\"\",IF(INDIRECT(\"Measures!\"&U$99&$B151)<>\"\",INDIRECT(\"Measures!\"&U$99&$B151),\"\"),\"\")","v":""},{"$f":"IF($B151<>\"\",IF(INDIRECT(\"Measures!\"&V$99&$B151)<>\"\",INDIRECT(\"Measures!\"&V$99&$B151),\"\"),\"\")","v":""},{"$f":"IF($B151<>\"\",IF(INDIRECT(\"Measures!\"&W$99&$B151)<>\"\",INDIRECT(\"Measures!\"&W$99&$B151),\"\"),\"\")","v":""},{"$f":"IF($B151<>\"\",IF(INDIRECT(\"Measures!\"&X$99&$B151)<>\"\",INDIRECT(\"Measures!\"&X$99&$B151),\"\"),\"\")","v":""},{"$f":"IF($B151<>\"\",IF(INDIRECT(\"Measures!\"&Y$99&$B151)<>\"\",INDIRECT(\"Measures!\"&Y$99&$B151),\"\"),\"\")","v":""},{"$f":"IF($B151<>\"\",IF(INDIRECT(\"Measures!\"&Z$99&$B151)<>\"\",INDIRECT(\"Measures!\"&Z$99&$B151),\"\"),\"\")","v":""},{"$f":"IF($B151<>\"\",IF(INDIRECT(\"Measures!\"&AA$99&$B151)<>\"\",INDIRECT(\"Measures!\"&AA$99&$B151),\"\"),\"\")","v":""},{"$f":"IF($B151<>\"\",IF(INDIRECT(\"Measures!\"&AB$99&$B151)<>\"\",INDIRECT(\"Measures!\"&AB$99&$B151),\"\"),\"\")","v":""},{"$f":"IF($B151<>\"\",IF(INDIRECT(\"Measures!\"&AC$99&$B151)<>\"\",INDIRECT(\"Measures!\"&AC$99&$B151),\"\"),\"\")","v":""},{"$f":"IF($B151<>\"\",IF(INDIRECT(\"Measures!\"&AD$99&$B151)<>\"\",INDIRECT(\"Measures!\"&AD$99&$B151),\"\"),\"\")","v":""},{"$f":"IF($B151<>\"\",IF(INDIRECT(\"Measures!\"&AE$99&$B151)<>\"\",INDIRECT(\"Measures!\"&AE$99&$B151),\"\"),\"\")","v":""},{"$f":"IF($B151<>\"\",IF(INDIRECT(\"Measures!\"&AF$99&$B151)<>\"\",INDIRECT(\"Measures!\"&AF$99&$B151),\"\"),\"\")","v":""},{"$f":"IF($B151<>\"\",IF(INDIRECT(\"Measures!\"&AG$99&$B151)<>\"\",INDIRECT(\"Measures!\"&AG$99&$B151),\"\"),\"\")","v":""},{"$f":"IF($B151<>\"\",IF(INDIRECT(\"Measures!\"&AH$99&$B151)<>\"\",INDIRECT(\"Measures!\"&AH$99&$B151),\"\"),\"\")","v":""},{"$f":"INDEX('Measure Descriptions'!$A$10:$A$46,MATCH(Map_Elec_Mid[[#This Row],[Measure]],'Measure Descriptions'!$B$10:$B$46,0))","v":""},{"$f":"IF($B151<>\"\",IF(VLOOKUP(Map_Elec_Mid[[#This Row],[Measure]],'Measure Descriptions'!$B$10:$H$46,AJ$99,FALSE)<>\"\",VLOOKUP(Map_Elec_Mid[[#This Row],[Measure]],'Measure Descriptions'!$B$10:$H$46,AJ$99,FALSE),\"\"),\"\")","v":""},{"$f":"IF($B151<>\"\",IF(VLOOKUP(Map_Elec_Mid[[#This Row],[Measure]],'Measure Descriptions'!$B$10:$H$46,AK$99,FALSE)<>\"\",VLOOKUP(Map_Elec_Mid[[#This Row],[Measure]],'Measure Descriptions'!$B$10:$H$46,AK$99,FALSE),\"\"),\"\")","v":""},{"$f":"IF($B151<>\"\",IF(VLOOKUP(Map_Elec_Mid[[#This Row],[Measure]],'Measure Descriptions'!$B$10:$H$46,AL$99,FALSE)<>\"\",VLOOKUP(Map_Elec_Mid[[#This Row],[Measure]],'Measure Descriptions'!$B$10:$H$46,AL$99,FALSE),\"\"),\"\")","v":""},{"$f":"IF($B151<>\"\",IF(VLOOKUP(Map_Elec_Mid[[#This Row],[Measure]],'Measure Descriptions'!$B$10:$H$46,AM$99,FALSE)<>\"\",VLOOKUP(Map_Elec_Mid[[#This Row],[Measure]],'Measure Descriptions'!$B$10:$H$46,AM$99,FALSE),\"\"),\"\")","v":""},{"$f":"IF($B151<>\"\",IF(VLOOKUP(Map_Elec_Mid[[#This Row],[Measure]],'Measure Descriptions'!$B$10:$H$46,AN$99,FALSE)<>\"\",VLOOKUP(Map_Elec_Mid[[#This Row],[Measure]],'Measure Descriptions'!$B$10:$H$46,AN$99,FALSE),\"\"),\"\")","v":""},{"$f":"IF($B151<>\"\",IF(VLOOKUP(Map_Elec_Mid[[#This Row],[Measure]],'Measure Descriptions'!$B$10:$H$46,AO$99,FALSE)<>\"\",VLOOKUP(Map_Elec_Mid[[#This Row],[Measure]],'Measure Descriptions'!$B$10:$H$46,AO$99,FALSE),\"\"),\"\")","v":""},{"$f":"IF($B151<>\"\",IF(INDIRECT(\"Measures!\"&AP$99&$B151)<>\"\",INDIRECT(\"Measures!\"&AP$99&$B151),\"\"),\"\")","v":""},null,null,null,null,null,null,null,null,null,null,null,"","",{"$f":"IF($BA151<>\"\",IF(INDIRECT(\"Measures!\"&BD$99&$BA151)<>\"\",INDIRECT(\"Measures!\"&BD$99&$BA151),\"\"),\"\")","v":""},{"$f":"IF($BA151<>\"\",IF(INDIRECT(\"Measures!\"&BE$99&$BA151)<>\"\",INDIRECT(\"Measures!\"&BE$99&$BA151),\"\"),\"\")","v":""},{"$f":"IF($BA151<>\"\",IF(INDIRECT(\"Measures!\"&BF$99&$BA151)<>\"\",INDIRECT(\"Measures!\"&BF$99&$BA151),\"\"),\"\")","v":""},{"$f":"IF($BA151<>\"\",IF(INDIRECT(\"Measures!\"&BG$99&$BA151)<>\"\",INDIRECT(\"Measures!\"&BG$99&$BA151),\"\"),\"\")","v":""},{"$f":"IF($BA151<>\"\",IF(INDIRECT(\"Measures!\"&BH$99&$BA151)<>\"\",INDIRECT(\"Measures!\"&BH$99&$BA151),\"\"),\"\")","v":""},{"$f":"IF($BA151<>\"\",IF(INDIRECT(\"Measures!\"&BI$99&$BA151)<>\"\",INDIRECT(\"Measures!\"&BI$99&$BA151),\"\"),\"\")","v":""},{"$f":"IF($BA151<>\"\",IF(INDIRECT(\"Measures!\"&BJ$99&$BA151)<>\"\",INDIRECT(\"Measures!\"&BJ$99&$BA151),\"\"),\"\")","v":""},{"$f":"IF($BA151<>\"\",IF(INDIRECT(\"Measures!\"&BK$99&$BA151)<>\"\",INDIRECT(\"Measures!\"&BK$99&$BA151),\"\"),\"\")","v":""},{"$f":"IF($BA151<>\"\",IF(INDIRECT(\"Measures!\"&BL$99&$BA151)<>\"\",INDIRECT(\"Measures!\"&BL$99&$BA151),\"\"),\"\")","v":""},{"$f":"IF($BA151<>\"\",IF(INDIRECT(\"Measures!\"&BM$99&$BA151)<>\"\",INDIRECT(\"Measures!\"&BM$99&$BA151),\"\"),\"\")","v":""},{"$f":"IF($BA151<>\"\",IF(INDIRECT(\"Measures!\"&BN$99&$BA151)<>\"\",INDIRECT(\"Measures!\"&BN$99&$BA151),\"\"),\"\")","v":""},{"$f":"IF($BA151<>\"\",IF(INDIRECT(\"Measures!\"&BO$99&$BA151)<>\"\",INDIRECT(\"Measures!\"&BO$99&$BA151),\"\"),\"\")","v":""},{"$f":"IF($BA151<>\"\",IF(INDIRECT(\"Measures!\"&BP$99&$BA151)<>\"\",INDIRECT(\"Measures!\"&BP$99&$BA151),\"\"),\"\")","v":""},{"$f":"IF($BA151<>\"\",IF(INDIRECT(\"Measures!\"&BQ$99&$BA151)<>\"\",INDIRECT(\"Measures!\"&BQ$99&$BA151),\"\"),\"\")","v":""},{"$f":"IF($BA151<>\"\",IF(INDIRECT(\"Measures!\"&BR$99&$BA151)<>\"\",INDIRECT(\"Measures!\"&BR$99&$BA151),\"\"),\"\")","v":""},{"$f":"IF($BA151<>\"\",IF(INDIRECT(\"Measures!\"&BS$99&$BA151)<>\"\",INDIRECT(\"Measures!\"&BS$99&$BA151),\"\"),\"\")","v":""},{"$f":"IF($BA151<>\"\",IF(INDIRECT(\"Measures!\"&BT$99&$BA151)<>\"\",INDIRECT(\"Measures!\"&BT$99&$BA151),\"\"),\"\")","v":""},{"$f":"IF($BA151<>\"\",IF(INDIRECT(\"Measures!\"&BU$99&$BA151)<>\"\",INDIRECT(\"Measures!\"&BU$99&$BA151),\"\"),\"\")","v":""},{"$f":"IF($BA151<>\"\",IF(INDIRECT(\"Measures!\"&BV$99&$BA151)<>\"\",INDIRECT(\"Measures!\"&BV$99&$BA151),\"\"),\"\")","v":""},{"$f":"IF($BA151<>\"\",IF(INDIRECT(\"Measures!\"&BW$99&$BA151)<>\"\",INDIRECT(\"Measures!\"&BW$99&$BA151),\"\"),\"\")","v":""},{"$f":"IF($BA151<>\"\",IF(INDIRECT(\"Measures!\"&BX$99&$BA151)<>\"\",INDIRECT(\"Measures!\"&BX$99&$BA151),\"\"),\"\")","v":""},{"$f":"IF($BA151<>\"\",IF(INDIRECT(\"Measures!\"&BY$99&$BA151)<>\"\",INDIRECT(\"Measures!\"&BY$99&$BA151),\"\"),\"\")","v":""},{"$f":"IF($BA151<>\"\",IF(INDIRECT(\"Measures!\"&BZ$99&$BA151)<>\"\",INDIRECT(\"Measures!\"&BZ$99&$BA151),\"\"),\"\")","v":""},{"$f":"IF($BA151<>\"\",IF(INDIRECT(\"Measures!\"&CA$99&$BA151)<>\"\",INDIRECT(\"Measures!\"&CA$99&$BA151),\"\"),\"\")","v":""},{"$f":"IF($BA151<>\"\",IF(INDIRECT(\"Measures!\"&CB$99&$BA151)<>\"\",INDIRECT(\"Measures!\"&CB$99&$BA151),\"\"),\"\")","v":""},{"$f":"IF($BA151<>\"\",IF(INDIRECT(\"Measures!\"&CC$99&$BA151)<>\"\",INDIRECT(\"Measures!\"&CC$99&$BA151),\"\"),\"\")","v":""},{"$f":"IF($BA151<>\"\",IF(INDIRECT(\"Measures!\"&CD$99&$BA151)<>\"\",INDIRECT(\"Measures!\"&CD$99&$BA151),\"\"),\"\")","v":""},{"$f":"IF($BA151<>\"\",IF(INDIRECT(\"Measures!\"&CE$99&$BA151)<>\"\",INDIRECT(\"Measures!\"&CE$99&$BA151),\"\"),\"\")","v":""},{"$f":"IF($BA151<>\"\",IF(INDIRECT(\"Measures!\"&CF$99&$BA151)<>\"\",INDIRECT(\"Measures!\"&CF$99&$BA151),\"\"),\"\")","v":""},{"$f":"IF($BA151<>\"\",IF(INDIRECT(\"Measures!\"&CG$99&$BA151)<>\"\",INDIRECT(\"Measures!\"&CG$99&$BA151),\"\"),\"\")","v":""},{"$f":"INDEX('Measure Descriptions'!$A$10:$A$46,MATCH(Map_Gas_Mid[[#This Row],[Measure]],'Measure Descriptions'!$B$10:$B$46,0))","v":""},{"$f":"IF($BA151<>\"\",IF(VLOOKUP(Map_Gas_Mid[[#This Row],[Measure]],'Measure Descriptions'!$B$10:$H$46,CI$99,FALSE)<>\"\",VLOOKUP(Map_Gas_Mid[[#This Row],[Measure]],'Measure Descriptions'!$B$10:$H$46,CI$99,FALSE),\"\"),\"\")","v":""},{"$f":"IF($BA151<>\"\",IF(VLOOKUP(Map_Gas_Mid[[#This Row],[Measure]],'Measure Descriptions'!$B$10:$H$46,CJ$99,FALSE)<>\"\",VLOOKUP(Map_Gas_Mid[[#This Row],[Measure]],'Measure Descriptions'!$B$10:$H$46,CJ$99,FALSE),\"\"),\"\")","v":""},{"$f":"IF($BA151<>\"\",IF(VLOOKUP(Map_Gas_Mid[[#This Row],[Measure]],'Measure Descriptions'!$B$10:$H$46,CK$99,FALSE)<>\"\",VLOOKUP(Map_Gas_Mid[[#This Row],[Measure]],'Measure Descriptions'!$B$10:$H$46,CK$99,FALSE),\"\"),\"\")","v":""},{"$f":"IF($BA151<>\"\",IF(VLOOKUP(Map_Gas_Mid[[#This Row],[Measure]],'Measure Descriptions'!$B$10:$H$46,CL$99,FALSE)<>\"\",VLOOKUP(Map_Gas_Mid[[#This Row],[Measure]],'Measure Descriptions'!$B$10:$H$46,CL$99,FALSE),\"\"),\"\")","v":""},{"$f":"IF($BA151<>\"\",IF(VLOOKUP(Map_Gas_Mid[[#This Row],[Measure]],'Measure Descriptions'!$B$10:$H$46,CM$99,FALSE)<>\"\",VLOOKUP(Map_Gas_Mid[[#This Row],[Measure]],'Measure Descriptions'!$B$10:$H$46,CM$99,FALSE),\"\"),\"\")","v":""},{"$f":"IF($BA151<>\"\",IF(VLOOKUP(Map_Gas_Mid[[#This Row],[Measure]],'Measure Descriptions'!$B$10:$H$46,CN$99,FALSE)<>\"\",VLOOKUP(Map_Gas_Mid[[#This Row],[Measure]],'Measure Descriptions'!$B$10:$H$46,CN$99,FALSE),\"\"),\"\")","v":""},{"$f":"IF($BA151<>\"\",IF(INDIRECT(\"Measures!\"&CO$99&$BA151)<>\"\",INDIRECT(\"Measures!\"&CO$99&$BA151),\"\"),\"\")","v":""}]
[null,null,"","",{"$f":"IF($B152<>\"\",IF(INDIRECT(\"Measures!\"&E$99&$B152)<>\"\",INDIRECT(\"Measures!\"&E$99&$B152),\"\"),\"\")","v":""},{"$f":"IF($B152<>\"\",IF(INDIRECT(\"Measures!\"&F$99&$B152)<>\"\",INDIRECT(\"Measures!\"&F$99&$B152),\"\"),\"\")","v":""},{"$f":"IF($B152<>\"\",IF(INDIRECT(\"Measures!\"&G$99&$B152)<>\"\",INDIRECT(\"Measures!\"&G$99&$B152),\"\"),\"\")","v":""},{"$f":"IF($B152<>\"\",IF(INDIRECT(\"Measures!\"&H$99&$B152)<>\"\",INDIRECT(\"Measures!\"&H$99&$B152),\"\"),\"\")","v":""},{"$f":"IF($B152<>\"\",IF(INDIRECT(\"Measures!\"&I$99&$B152)<>\"\",INDIRECT(\"Measures!\"&I$99&$B152),\"\"),\"\")","v":""},{"$f":"IF($B152<>\"\",IF(INDIRECT(\"Measures!\"&J$99&$B152)<>\"\",INDIRECT(\"Measures!\"&J$99&$B152),\"\"),\"\")","v":""},{"$f":"IF($B152<>\"\",IF(INDIRECT(\"Measures!\"&K$99&$B152)<>\"\",INDIRECT(\"Measures!\"&K$99&$B152),\"\"),\"\")","v":""},{"$f":"IF($B152<>\"\",IF(INDIRECT(\"Measures!\"&L$99&$B152)<>\"\",INDIRECT(\"Measures!\"&L$99&$B152),\"\"),\"\")","v":""},{"$f":"IF($B152<>\"\",IF(INDIRECT(\"Measures!\"&M$99&$B152)<>\"\",INDIRECT(\"Measures!\"&M$99&$B152),\"\"),\"\")","v":""},{"$f":"IF($B152<>\"\",IF(INDIRECT(\"Measures!\"&N$99&$B152)<>\"\",INDIRECT(\"Measures!\"&N$99&$B152),\"\"),\"\")","v":""},{"$f":"IF($B152<>\"\",IF(INDIRECT(\"Measures!\"&O$99&$B152)<>\"\",INDIRECT(\"Measures!\"&O$99&$B152),\"\"),\"\")","v":""},{"$f":"IF($B152<>\"\",IF(INDIRECT(\"Measures!\"&P$99&$B152)<>\"\",INDIRECT(\"Measures!\"&P$99&$B152),\"\"),\"\")","v":""},{"$f":"IF($B152<>\"\",IF(INDIRECT(\"Measures!\"&Q$99&$B152)<>\"\",INDIRECT(\"Measures!\"&Q$99&$B152),\"\"),\"\")","v":""},{"$f":"IF($B152<>\"\",IF(INDIRECT(\"Measures!\"&R$99&$B152)<>\"\",INDIRECT(\"Measures!\"&R$99&$B152),\"\"),\"\")","v":""},{"$f":"IF($B152<>\"\",IF(INDIRECT(\"Measures!\"&S$99&$B152)<>\"\",INDIRECT(\"Measures!\"&S$99&$B152),\"\"),\"\")","v":""},{"$f":"IF($B152<>\"\",IF(INDIRECT(\"Measures!\"&T$99&$B152)<>\"\",INDIRECT(\"Measures!\"&T$99&$B152),\"\"),\"\")","v":""},{"$f":"IF($B152<>\"\",IF(INDIRECT(\"Measures!\"&U$99&$B152)<>\"\",INDIRECT(\"Measures!\"&U$99&$B152),\"\"),\"\")","v":""},{"$f":"IF($B152<>\"\",IF(INDIRECT(\"Measures!\"&V$99&$B152)<>\"\",INDIRECT(\"Measures!\"&V$99&$B152),\"\"),\"\")","v":""},{"$f":"IF($B152<>\"\",IF(INDIRECT(\"Measures!\"&W$99&$B152)<>\"\",INDIRECT(\"Measures!\"&W$99&$B152),\"\"),\"\")","v":""},{"$f":"IF($B152<>\"\",IF(INDIRECT(\"Measures!\"&X$99&$B152)<>\"\",INDIRECT(\"Measures!\"&X$99&$B152),\"\"),\"\")","v":""},{"$f":"IF($B152<>\"\",IF(INDIRECT(\"Measures!\"&Y$99&$B152)<>\"\",INDIRECT(\"Measures!\"&Y$99&$B152),\"\"),\"\")","v":""},{"$f":"IF($B152<>\"\",IF(INDIRECT(\"Measures!\"&Z$99&$B152)<>\"\",INDIRECT(\"Measures!\"&Z$99&$B152),\"\"),\"\")","v":""},{"$f":"IF($B152<>\"\",IF(INDIRECT(\"Measures!\"&AA$99&$B152)<>\"\",INDIRECT(\"Measures!\"&AA$99&$B152),\"\"),\"\")","v":""},{"$f":"IF($B152<>\"\",IF(INDIRECT(\"Measures!\"&AB$99&$B152)<>\"\",INDIRECT(\"Measures!\"&AB$99&$B152),\"\"),\"\")","v":""},{"$f":"IF($B152<>\"\",IF(INDIRECT(\"Measures!\"&AC$99&$B152)<>\"\",INDIRECT(\"Measures!\"&AC$99&$B152),\"\"),\"\")","v":""},{"$f":"IF($B152<>\"\",IF(INDIRECT(\"Measures!\"&AD$99&$B152)<>\"\",INDIRECT(\"Measures!\"&AD$99&$B152),\"\"),\"\")","v":""},{"$f":"IF($B152<>\"\",IF(INDIRECT(\"Measures!\"&AE$99&$B152)<>\"\",INDIRECT(\"Measures!\"&AE$99&$B152),\"\"),\"\")","v":""},{"$f":"IF($B152<>\"\",IF(INDIRECT(\"Measures!\"&AF$99&$B152)<>\"\",INDIRECT(\"Measures!\"&AF$99&$B152),\"\"),\"\")","v":""},{"$f":"IF($B152<>\"\",IF(INDIRECT(\"Measures!\"&AG$99&$B152)<>\"\",INDIRECT(\"Measures!\"&AG$99&$B152),\"\"),\"\")","v":""},{"$f":"IF($B152<>\"\",IF(INDIRECT(\"Measures!\"&AH$99&$B152)<>\"\",INDIRECT(\"Measures!\"&AH$99&$B152),\"\"),\"\")","v":""},{"$f":"INDEX('Measure Descriptions'!$A$10:$A$46,MATCH(Map_Elec_Mid[[#This Row],[Measure]],'Measure Descriptions'!$B$10:$B$46,0))","v":""},{"$f":"IF($B152<>\"\",IF(VLOOKUP(Map_Elec_Mid[[#This Row],[Measure]],'Measure Descriptions'!$B$10:$H$46,AJ$99,FALSE)<>\"\",VLOOKUP(Map_Elec_Mid[[#This Row],[Measure]],'Measure Descriptions'!$B$10:$H$46,AJ$99,FALSE),\"\"),\"\")","v":""},{"$f":"IF($B152<>\"\",IF(VLOOKUP(Map_Elec_Mid[[#This Row],[Measure]],'Measure Descriptions'!$B$10:$H$46,AK$99,FALSE)<>\"\",VLOOKUP(Map_Elec_Mid[[#This Row],[Measure]],'Measure Descriptions'!$B$10:$H$46,AK$99,FALSE),\"\"),\"\")","v":""},{"$f":"IF($B152<>\"\",IF(VLOOKUP(Map_Elec_Mid[[#This Row],[Measure]],'Measure Descriptions'!$B$10:$H$46,AL$99,FALSE)<>\"\",VLOOKUP(Map_Elec_Mid[[#This Row],[Measure]],'Measure Descriptions'!$B$10:$H$46,AL$99,FALSE),\"\"),\"\")","v":""},{"$f":"IF($B152<>\"\",IF(VLOOKUP(Map_Elec_Mid[[#This Row],[Measure]],'Measure Descriptions'!$B$10:$H$46,AM$99,FALSE)<>\"\",VLOOKUP(Map_Elec_Mid[[#This Row],[Measure]],'Measure Descriptions'!$B$10:$H$46,AM$99,FALSE),\"\"),\"\")","v":""},{"$f":"IF($B152<>\"\",IF(VLOOKUP(Map_Elec_Mid[[#This Row],[Measure]],'Measure Descriptions'!$B$10:$H$46,AN$99,FALSE)<>\"\",VLOOKUP(Map_Elec_Mid[[#This Row],[Measure]],'Measure Descriptions'!$B$10:$H$46,AN$99,FALSE),\"\"),\"\")","v":""},{"$f":"IF($B152<>\"\",IF(VLOOKUP(Map_Elec_Mid[[#This Row],[Measure]],'Measure Descriptions'!$B$10:$H$46,AO$99,FALSE)<>\"\",VLOOKUP(Map_Elec_Mid[[#This Row],[Measure]],'Measure Descriptions'!$B$10:$H$46,AO$99,FALSE),\"\"),\"\")","v":""},{"$f":"IF($B152<>\"\",IF(INDIRECT(\"Measures!\"&AP$99&$B152)<>\"\",INDIRECT(\"Measures!\"&AP$99&$B152),\"\"),\"\")","v":""},null,null,null,null,null,null,null,null,null,null,null,"","",{"$f":"IF($BA152<>\"\",IF(INDIRECT(\"Measures!\"&BD$99&$BA152)<>\"\",INDIRECT(\"Measures!\"&BD$99&$BA152),\"\"),\"\")","v":""},{"$f":"IF($BA152<>\"\",IF(INDIRECT(\"Measures!\"&BE$99&$BA152)<>\"\",INDIRECT(\"Measures!\"&BE$99&$BA152),\"\"),\"\")","v":""},{"$f":"IF($BA152<>\"\",IF(INDIRECT(\"Measures!\"&BF$99&$BA152)<>\"\",INDIRECT(\"Measures!\"&BF$99&$BA152),\"\"),\"\")","v":""},{"$f":"IF($BA152<>\"\",IF(INDIRECT(\"Measures!\"&BG$99&$BA152)<>\"\",INDIRECT(\"Measures!\"&BG$99&$BA152),\"\"),\"\")","v":""},{"$f":"IF($BA152<>\"\",IF(INDIRECT(\"Measures!\"&BH$99&$BA152)<>\"\",INDIRECT(\"Measures!\"&BH$99&$BA152),\"\"),\"\")","v":""},{"$f":"IF($BA152<>\"\",IF(INDIRECT(\"Measures!\"&BI$99&$BA152)<>\"\",INDIRECT(\"Measures!\"&BI$99&$BA152),\"\"),\"\")","v":""},{"$f":"IF($BA152<>\"\",IF(INDIRECT(\"Measures!\"&BJ$99&$BA152)<>\"\",INDIRECT(\"Measures!\"&BJ$99&$BA152),\"\"),\"\")","v":""},{"$f":"IF($BA152<>\"\",IF(INDIRECT(\"Measures!\"&BK$99&$BA152)<>\"\",INDIRECT(\"Measures!\"&BK$99&$BA152),\"\"),\"\")","v":""},{"$f":"IF($BA152<>\"\",IF(INDIRECT(\"Measures!\"&BL$99&$BA152)<>\"\",INDIRECT(\"Measures!\"&BL$99&$BA152),\"\"),\"\")","v":""},{"$f":"IF($BA152<>\"\",IF(INDIRECT(\"Measures!\"&BM$99&$BA152)<>\"\",INDIRECT(\"Measures!\"&BM$99&$BA152),\"\"),\"\")","v":""},{"$f":"IF($BA152<>\"\",IF(INDIRECT(\"Measures!\"&BN$99&$BA152)<>\"\",INDIRECT(\"Measures!\"&BN$99&$BA152),\"\"),\"\")","v":""},{"$f":"IF($BA152<>\"\",IF(INDIRECT(\"Measures!\"&BO$99&$BA152)<>\"\",INDIRECT(\"Measures!\"&BO$99&$BA152),\"\"),\"\")","v":""},{"$f":"IF($BA152<>\"\",IF(INDIRECT(\"Measures!\"&BP$99&$BA152)<>\"\",INDIRECT(\"Measures!\"&BP$99&$BA152),\"\"),\"\")","v":""},{"$f":"IF($BA152<>\"\",IF(INDIRECT(\"Measures!\"&BQ$99&$BA152)<>\"\",INDIRECT(\"Measures!\"&BQ$99&$BA152),\"\"),\"\")","v":""},{"$f":"IF($BA152<>\"\",IF(INDIRECT(\"Measures!\"&BR$99&$BA152)<>\"\",INDIRECT(\"Measures!\"&BR$99&$BA152),\"\"),\"\")","v":""},{"$f":"IF($BA152<>\"\",IF(INDIRECT(\"Measures!\"&BS$99&$BA152)<>\"\",INDIRECT(\"Measures!\"&BS$99&$BA152),\"\"),\"\")","v":""},{"$f":"IF($BA152<>\"\",IF(INDIRECT(\"Measures!\"&BT$99&$BA152)<>\"\",INDIRECT(\"Measures!\"&BT$99&$BA152),\"\"),\"\")","v":""},{"$f":"IF($BA152<>\"\",IF(INDIRECT(\"Measures!\"&BU$99&$BA152)<>\"\",INDIRECT(\"Measures!\"&BU$99&$BA152),\"\"),\"\")","v":""},{"$f":"IF($BA152<>\"\",IF(INDIRECT(\"Measures!\"&BV$99&$BA152)<>\"\",INDIRECT(\"Measures!\"&BV$99&$BA152),\"\"),\"\")","v":""},{"$f":"IF($BA152<>\"\",IF(INDIRECT(\"Measures!\"&BW$99&$BA152)<>\"\",INDIRECT(\"Measures!\"&BW$99&$BA152),\"\"),\"\")","v":""},{"$f":"IF($BA152<>\"\",IF(INDIRECT(\"Measures!\"&BX$99&$BA152)<>\"\",INDIRECT(\"Measures!\"&BX$99&$BA152),\"\"),\"\")","v":""},{"$f":"IF($BA152<>\"\",IF(INDIRECT(\"Measures!\"&BY$99&$BA152)<>\"\",INDIRECT(\"Measures!\"&BY$99&$BA152),\"\"),\"\")","v":""},{"$f":"IF($BA152<>\"\",IF(INDIRECT(\"Measures!\"&BZ$99&$BA152)<>\"\",INDIRECT(\"Measures!\"&BZ$99&$BA152),\"\"),\"\")","v":""},{"$f":"IF($BA152<>\"\",IF(INDIRECT(\"Measures!\"&CA$99&$BA152)<>\"\",INDIRECT(\"Measures!\"&CA$99&$BA152),\"\"),\"\")","v":""},{"$f":"IF($BA152<>\"\",IF(INDIRECT(\"Measures!\"&CB$99&$BA152)<>\"\",INDIRECT(\"Measures!\"&CB$99&$BA152),\"\"),\"\")","v":""},{"$f":"IF($BA152<>\"\",IF(INDIRECT(\"Measures!\"&CC$99&$BA152)<>\"\",INDIRECT(\"Measures!\"&CC$99&$BA152),\"\"),\"\")","v":""},{"$f":"IF($BA152<>\"\",IF(INDIRECT(\"Measures!\"&CD$99&$BA152)<>\"\",INDIRECT(\"Measures!\"&CD$99&$BA152),\"\"),\"\")","v":""},{"$f":"IF($BA152<>\"\",IF(INDIRECT(\"Measures!\"&CE$99&$BA152)<>\"\",INDIRECT(\"Measures!\"&CE$99&$BA152),\"\"),\"\")","v":""},{"$f":"IF($BA152<>\"\",IF(INDIRECT(\"Measures!\"&CF$99&$BA152)<>\"\",INDIRECT(\"Measures!\"&CF$99&$BA152),\"\"),\"\")","v":""},{"$f":"IF($BA152<>\"\",IF(INDIRECT(\"Measures!\"&CG$99&$BA152)<>\"\",INDIRECT(\"Measures!\"&CG$99&$BA152),\"\"),\"\")","v":""},{"$f":"INDEX('Measure Descriptions'!$A$10:$A$46,MATCH(Map_Gas_Mid[[#This Row],[Measure]],'Measure Descriptions'!$B$10:$B$46,0))","v":""},{"$f":"IF($BA152<>\"\",IF(VLOOKUP(Map_Gas_Mid[[#This Row],[Measure]],'Measure Descriptions'!$B$10:$H$46,CI$99,FALSE)<>\"\",VLOOKUP(Map_Gas_Mid[[#This Row],[Measure]],'Measure Descriptions'!$B$10:$H$46,CI$99,FALSE),\"\"),\"\")","v":""},{"$f":"IF($BA152<>\"\",IF(VLOOKUP(Map_Gas_Mid[[#This Row],[Measure]],'Measure Descriptions'!$B$10:$H$46,CJ$99,FALSE)<>\"\",VLOOKUP(Map_Gas_Mid[[#This Row],[Measure]],'Measure Descriptions'!$B$10:$H$46,CJ$99,FALSE),\"\"),\"\")","v":""},{"$f":"IF($BA152<>\"\",IF(VLOOKUP(Map_Gas_Mid[[#This Row],[Measure]],'Measure Descriptions'!$B$10:$H$46,CK$99,FALSE)<>\"\",VLOOKUP(Map_Gas_Mid[[#This Row],[Measure]],'Measure Descriptions'!$B$10:$H$46,CK$99,FALSE),\"\"),\"\")","v":""},{"$f":"IF($BA152<>\"\",IF(VLOOKUP(Map_Gas_Mid[[#This Row],[Measure]],'Measure Descriptions'!$B$10:$H$46,CL$99,FALSE)<>\"\",VLOOKUP(Map_Gas_Mid[[#This Row],[Measure]],'Measure Descriptions'!$B$10:$H$46,CL$99,FALSE),\"\"),\"\")","v":""},{"$f":"IF($BA152<>\"\",IF(VLOOKUP(Map_Gas_Mid[[#This Row],[Measure]],'Measure Descriptions'!$B$10:$H$46,CM$99,FALSE)<>\"\",VLOOKUP(Map_Gas_Mid[[#This Row],[Measure]],'Measure Descriptions'!$B$10:$H$46,CM$99,FALSE),\"\"),\"\")","v":""},{"$f":"IF($BA152<>\"\",IF(VLOOKUP(Map_Gas_Mid[[#This Row],[Measure]],'Measure Descriptions'!$B$10:$H$46,CN$99,FALSE)<>\"\",VLOOKUP(Map_Gas_Mid[[#This Row],[Measure]],'Measure Descriptions'!$B$10:$H$46,CN$99,FALSE),\"\"),\"\")","v":""},{"$f":"IF($BA152<>\"\",IF(INDIRECT(\"Measures!\"&CO$99&$BA152)<>\"\",INDIRECT(\"Measures!\"&CO$99&$BA152),\"\"),\"\")","v":""}]
[null,null,"","",{"$f":"IF($B153<>\"\",IF(INDIRECT(\"Measures!\"&E$99&$B153)<>\"\",INDIRECT(\"Measures!\"&E$99&$B153),\"\"),\"\")","v":""},{"$f":"IF($B153<>\"\",IF(INDIRECT(\"Measures!\"&F$99&$B153)<>\"\",INDIRECT(\"Measures!\"&F$99&$B153),\"\"),\"\")","v":""},{"$f":"IF($B153<>\"\",IF(INDIRECT(\"Measures!\"&G$99&$B153)<>\"\",INDIRECT(\"Measures!\"&G$99&$B153),\"\"),\"\")","v":""},{"$f":"IF($B153<>\"\",IF(INDIRECT(\"Measures!\"&H$99&$B153)<>\"\",INDIRECT(\"Measures!\"&H$99&$B153),\"\"),\"\")","v":""},{"$f":"IF($B153<>\"\",IF(INDIRECT(\"Measures!\"&I$99&$B153)<>\"\",INDIRECT(\"Measures!\"&I$99&$B153),\"\"),\"\")","v":""},{"$f":"IF($B153<>\"\",IF(INDIRECT(\"Measures!\"&J$99&$B153)<>\"\",INDIRECT(\"Measures!\"&J$99&$B153),\"\"),\"\")","v":""},{"$f":"IF($B153<>\"\",IF(INDIRECT(\"Measures!\"&K$99&$B153)<>\"\",INDIRECT(\"Measures!\"&K$99&$B153),\"\"),\"\")","v":""},{"$f":"IF($B153<>\"\",IF(INDIRECT(\"Measures!\"&L$99&$B153)<>\"\",INDIRECT(\"Measures!\"&L$99&$B153),\"\"),\"\")","v":""},{"$f":"IF($B153<>\"\",IF(INDIRECT(\"Measures!\"&M$99&$B153)<>\"\",INDIRECT(\"Measures!\"&M$99&$B153),\"\"),\"\")","v":""},{"$f":"IF($B153<>\"\",IF(INDIRECT(\"Measures!\"&N$99&$B153)<>\"\",INDIRECT(\"Measures!\"&N$99&$B153),\"\"),\"\")","v":""},{"$f":"IF($B153<>\"\",IF(INDIRECT(\"Measures!\"&O$99&$B153)<>\"\",INDIRECT(\"Measures!\"&O$99&$B153),\"\"),\"\")","v":""},{"$f":"IF($B153<>\"\",IF(INDIRECT(\"Measures!\"&P$99&$B153)<>\"\",INDIRECT(\"Measures!\"&P$99&$B153),\"\"),\"\")","v":""},{"$f":"IF($B153<>\"\",IF(INDIRECT(\"Measures!\"&Q$99&$B153)<>\"\",INDIRECT(\"Measures!\"&Q$99&$B153),\"\"),\"\")","v":""},{"$f":"IF($B153<>\"\",IF(INDIRECT(\"Measures!\"&R$99&$B153)<>\"\",INDIRECT(\"Measures!\"&R$99&$B153),\"\"),\"\")","v":""},{"$f":"IF($B153<>\"\",IF(INDIRECT(\"Measures!\"&S$99&$B153)<>\"\",INDIRECT(\"Measures!\"&S$99&$B153),\"\"),\"\")","v":""},{"$f":"IF($B153<>\"\",IF(INDIRECT(\"Measures!\"&T$99&$B153)<>\"\",INDIRECT(\"Measures!\"&T$99&$B153),\"\"),\"\")","v":""},{"$f":"IF($B153<>\"\",IF(INDIRECT(\"Measures!\"&U$99&$B153)<>\"\",INDIRECT(\"Measures!\"&U$99&$B153),\"\"),\"\")","v":""},{"$f":"IF($B153<>\"\",IF(INDIRECT(\"Measures!\"&V$99&$B153)<>\"\",INDIRECT(\"Measures!\"&V$99&$B153),\"\"),\"\")","v":""},{"$f":"IF($B153<>\"\",IF(INDIRECT(\"Measures!\"&W$99&$B153)<>\"\",INDIRECT(\"Measures!\"&W$99&$B153),\"\"),\"\")","v":""},{"$f":"IF($B153<>\"\",IF(INDIRECT(\"Measures!\"&X$99&$B153)<>\"\",INDIRECT(\"Measures!\"&X$99&$B153),\"\"),\"\")","v":""},{"$f":"IF($B153<>\"\",IF(INDIRECT(\"Measures!\"&Y$99&$B153)<>\"\",INDIRECT(\"Measures!\"&Y$99&$B153),\"\"),\"\")","v":""},{"$f":"IF($B153<>\"\",IF(INDIRECT(\"Measures!\"&Z$99&$B153)<>\"\",INDIRECT(\"Measures!\"&Z$99&$B153),\"\"),\"\")","v":""},{"$f":"IF($B153<>\"\",IF(INDIRECT(\"Measures!\"&AA$99&$B153)<>\"\",INDIRECT(\"Measures!\"&AA$99&$B153),\"\"),\"\")","v":""},{"$f":"IF($B153<>\"\",IF(INDIRECT(\"Measures!\"&AB$99&$B153)<>\"\",INDIRECT(\"Measures!\"&AB$99&$B153),\"\"),\"\")","v":""},{"$f":"IF($B153<>\"\",IF(INDIRECT(\"Measures!\"&AC$99&$B153)<>\"\",INDIRECT(\"Measures!\"&AC$99&$B153),\"\"),\"\")","v":""},{"$f":"IF($B153<>\"\",IF(INDIRECT(\"Measures!\"&AD$99&$B153)<>\"\",INDIRECT(\"Measures!\"&AD$99&$B153),\"\"),\"\")","v":""},{"$f":"IF($B153<>\"\",IF(INDIRECT(\"Measures!\"&AE$99&$B153)<>\"\",INDIRECT(\"Measures!\"&AE$99&$B153),\"\"),\"\")","v":""},{"$f":"IF($B153<>\"\",IF(INDIRECT(\"Measures!\"&AF$99&$B153)<>\"\",INDIRECT(\"Measures!\"&AF$99&$B153),\"\"),\"\")","v":""},{"$f":"IF($B153<>\"\",IF(INDIRECT(\"Measures!\"&AG$99&$B153)<>\"\",INDIRECT(\"Measures!\"&AG$99&$B153),\"\"),\"\")","v":""},{"$f":"IF($B153<>\"\",IF(INDIRECT(\"Measures!\"&AH$99&$B153)<>\"\",INDIRECT(\"Measures!\"&AH$99&$B153),\"\"),\"\")","v":""},{"$f":"INDEX('Measure Descriptions'!$A$10:$A$46,MATCH(Map_Elec_Mid[[#This Row],[Measure]],'Measure Descriptions'!$B$10:$B$46,0))","v":""},{"$f":"IF($B153<>\"\",IF(VLOOKUP(Map_Elec_Mid[[#This Row],[Measure]],'Measure Descriptions'!$B$10:$H$46,AJ$99,FALSE)<>\"\",VLOOKUP(Map_Elec_Mid[[#This Row],[Measure]],'Measure Descriptions'!$B$10:$H$46,AJ$99,FALSE),\"\"),\"\")","v":""},{"$f":"IF($B153<>\"\",IF(VLOOKUP(Map_Elec_Mid[[#This Row],[Measure]],'Measure Descriptions'!$B$10:$H$46,AK$99,FALSE)<>\"\",VLOOKUP(Map_Elec_Mid[[#This Row],[Measure]],'Measure Descriptions'!$B$10:$H$46,AK$99,FALSE),\"\"),\"\")","v":""},{"$f":"IF($B153<>\"\",IF(VLOOKUP(Map_Elec_Mid[[#This Row],[Measure]],'Measure Descriptions'!$B$10:$H$46,AL$99,FALSE)<>\"\",VLOOKUP(Map_Elec_Mid[[#This Row],[Measure]],'Measure Descriptions'!$B$10:$H$46,AL$99,FALSE),\"\"),\"\")","v":""},{"$f":"IF($B153<>\"\",IF(VLOOKUP(Map_Elec_Mid[[#This Row],[Measure]],'Measure Descriptions'!$B$10:$H$46,AM$99,FALSE)<>\"\",VLOOKUP(Map_Elec_Mid[[#This Row],[Measure]],'Measure Descriptions'!$B$10:$H$46,AM$99,FALSE),\"\"),\"\")","v":""},{"$f":"IF($B153<>\"\",IF(VLOOKUP(Map_Elec_Mid[[#This Row],[Measure]],'Measure Descriptions'!$B$10:$H$46,AN$99,FALSE)<>\"\",VLOOKUP(Map_Elec_Mid[[#This Row],[Measure]],'Measure Descriptions'!$B$10:$H$46,AN$99,FALSE),\"\"),\"\")","v":""},{"$f":"IF($B153<>\"\",IF(VLOOKUP(Map_Elec_Mid[[#This Row],[Measure]],'Measure Descriptions'!$B$10:$H$46,AO$99,FALSE)<>\"\",VLOOKUP(Map_Elec_Mid[[#This Row],[Measure]],'Measure Descriptions'!$B$10:$H$46,AO$99,FALSE),\"\"),\"\")","v":""},{"$f":"IF($B153<>\"\",IF(INDIRECT(\"Measures!\"&AP$99&$B153)<>\"\",INDIRECT(\"Measures!\"&AP$99&$B153),\"\"),\"\")","v":""},null,null,null,null,null,null,null,null,null,null,null,"","",{"$f":"IF($BA153<>\"\",IF(INDIRECT(\"Measures!\"&BD$99&$BA153)<>\"\",INDIRECT(\"Measures!\"&BD$99&$BA153),\"\"),\"\")","v":""},{"$f":"IF($BA153<>\"\",IF(INDIRECT(\"Measures!\"&BE$99&$BA153)<>\"\",INDIRECT(\"Measures!\"&BE$99&$BA153),\"\"),\"\")","v":""},{"$f":"IF($BA153<>\"\",IF(INDIRECT(\"Measures!\"&BF$99&$BA153)<>\"\",INDIRECT(\"Measures!\"&BF$99&$BA153),\"\"),\"\")","v":""},{"$f":"IF($BA153<>\"\",IF(INDIRECT(\"Measures!\"&BG$99&$BA153)<>\"\",INDIRECT(\"Measures!\"&BG$99&$BA153),\"\"),\"\")","v":""},{"$f":"IF($BA153<>\"\",IF(INDIRECT(\"Measures!\"&BH$99&$BA153)<>\"\",INDIRECT(\"Measures!\"&BH$99&$BA153),\"\"),\"\")","v":""},{"$f":"IF($BA153<>\"\",IF(INDIRECT(\"Measures!\"&BI$99&$BA153)<>\"\",INDIRECT(\"Measures!\"&BI$99&$BA153),\"\"),\"\")","v":""},{"$f":"IF($BA153<>\"\",IF(INDIRECT(\"Measures!\"&BJ$99&$BA153)<>\"\",INDIRECT(\"Measures!\"&BJ$99&$BA153),\"\"),\"\")","v":""},{"$f":"IF($BA153<>\"\",IF(INDIRECT(\"Measures!\"&BK$99&$BA153)<>\"\",INDIRECT(\"Measures!\"&BK$99&$BA153),\"\"),\"\")","v":""},{"$f":"IF($BA153<>\"\",IF(INDIRECT(\"Measures!\"&BL$99&$BA153)<>\"\",INDIRECT(\"Measures!\"&BL$99&$BA153),\"\"),\"\")","v":""},{"$f":"IF($BA153<>\"\",IF(INDIRECT(\"Measures!\"&BM$99&$BA153)<>\"\",INDIRECT(\"Measures!\"&BM$99&$BA153),\"\"),\"\")","v":""},{"$f":"IF($BA153<>\"\",IF(INDIRECT(\"Measures!\"&BN$99&$BA153)<>\"\",INDIRECT(\"Measures!\"&BN$99&$BA153),\"\"),\"\")","v":""},{"$f":"IF($BA153<>\"\",IF(INDIRECT(\"Measures!\"&BO$99&$BA153)<>\"\",INDIRECT(\"Measures!\"&BO$99&$BA153),\"\"),\"\")","v":""},{"$f":"IF($BA153<>\"\",IF(INDIRECT(\"Measures!\"&BP$99&$BA153)<>\"\",INDIRECT(\"Measures!\"&BP$99&$BA153),\"\"),\"\")","v":""},{"$f":"IF($BA153<>\"\",IF(INDIRECT(\"Measures!\"&BQ$99&$BA153)<>\"\",INDIRECT(\"Measures!\"&BQ$99&$BA153),\"\"),\"\")","v":""},{"$f":"IF($BA153<>\"\",IF(INDIRECT(\"Measures!\"&BR$99&$BA153)<>\"\",INDIRECT(\"Measures!\"&BR$99&$BA153),\"\"),\"\")","v":""},{"$f":"IF($BA153<>\"\",IF(INDIRECT(\"Measures!\"&BS$99&$BA153)<>\"\",INDIRECT(\"Measures!\"&BS$99&$BA153),\"\"),\"\")","v":""},{"$f":"IF($BA153<>\"\",IF(INDIRECT(\"Measures!\"&BT$99&$BA153)<>\"\",INDIRECT(\"Measures!\"&BT$99&$BA153),\"\"),\"\")","v":""},{"$f":"IF($BA153<>\"\",IF(INDIRECT(\"Measures!\"&BU$99&$BA153)<>\"\",INDIRECT(\"Measures!\"&BU$99&$BA153),\"\"),\"\")","v":""},{"$f":"IF($BA153<>\"\",IF(INDIRECT(\"Measures!\"&BV$99&$BA153)<>\"\",INDIRECT(\"Measures!\"&BV$99&$BA153),\"\"),\"\")","v":""},{"$f":"IF($BA153<>\"\",IF(INDIRECT(\"Measures!\"&BW$99&$BA153)<>\"\",INDIRECT(\"Measures!\"&BW$99&$BA153),\"\"),\"\")","v":""},{"$f":"IF($BA153<>\"\",IF(INDIRECT(\"Measures!\"&BX$99&$BA153)<>\"\",INDIRECT(\"Measures!\"&BX$99&$BA153),\"\"),\"\")","v":""},{"$f":"IF($BA153<>\"\",IF(INDIRECT(\"Measures!\"&BY$99&$BA153)<>\"\",INDIRECT(\"Measures!\"&BY$99&$BA153),\"\"),\"\")","v":""},{"$f":"IF($BA153<>\"\",IF(INDIRECT(\"Measures!\"&BZ$99&$BA153)<>\"\",INDIRECT(\"Measures!\"&BZ$99&$BA153),\"\"),\"\")","v":""},{"$f":"IF($BA153<>\"\",IF(INDIRECT(\"Measures!\"&CA$99&$BA153)<>\"\",INDIRECT(\"Measures!\"&CA$99&$BA153),\"\"),\"\")","v":""},{"$f":"IF($BA153<>\"\",IF(INDIRECT(\"Measures!\"&CB$99&$BA153)<>\"\",INDIRECT(\"Measures!\"&CB$99&$BA153),\"\"),\"\")","v":""},{"$f":"IF($BA153<>\"\",IF(INDIRECT(\"Measures!\"&CC$99&$BA153)<>\"\",INDIRECT(\"Measures!\"&CC$99&$BA153),\"\"),\"\")","v":""},{"$f":"IF($BA153<>\"\",IF(INDIRECT(\"Measures!\"&CD$99&$BA153)<>\"\",INDIRECT(\"Measures!\"&CD$99&$BA153),\"\"),\"\")","v":""},{"$f":"IF($BA153<>\"\",IF(INDIRECT(\"Measures!\"&CE$99&$BA153)<>\"\",INDIRECT(\"Measures!\"&CE$99&$BA153),\"\"),\"\")","v":""},{"$f":"IF($BA153<>\"\",IF(INDIRECT(\"Measures!\"&CF$99&$BA153)<>\"\",INDIRECT(\"Measures!\"&CF$99&$BA153),\"\"),\"\")","v":""},{"$f":"IF($BA153<>\"\",IF(INDIRECT(\"Measures!\"&CG$99&$BA153)<>\"\",INDIRECT(\"Measures!\"&CG$99&$BA153),\"\"),\"\")","v":""},{"$f":"INDEX('Measure Descriptions'!$A$10:$A$46,MATCH(Map_Gas_Mid[[#This Row],[Measure]],'Measure Descriptions'!$B$10:$B$46,0))","v":""},{"$f":"IF($BA153<>\"\",IF(VLOOKUP(Map_Gas_Mid[[#This Row],[Measure]],'Measure Descriptions'!$B$10:$H$46,CI$99,FALSE)<>\"\",VLOOKUP(Map_Gas_Mid[[#This Row],[Measure]],'Measure Descriptions'!$B$10:$H$46,CI$99,FALSE),\"\"),\"\")","v":""},{"$f":"IF($BA153<>\"\",IF(VLOOKUP(Map_Gas_Mid[[#This Row],[Measure]],'Measure Descriptions'!$B$10:$H$46,CJ$99,FALSE)<>\"\",VLOOKUP(Map_Gas_Mid[[#This Row],[Measure]],'Measure Descriptions'!$B$10:$H$46,CJ$99,FALSE),\"\"),\"\")","v":""},{"$f":"IF($BA153<>\"\",IF(VLOOKUP(Map_Gas_Mid[[#This Row],[Measure]],'Measure Descriptions'!$B$10:$H$46,CK$99,FALSE)<>\"\",VLOOKUP(Map_Gas_Mid[[#This Row],[Measure]],'Measure Descriptions'!$B$10:$H$46,CK$99,FALSE),\"\"),\"\")","v":""},{"$f":"IF($BA153<>\"\",IF(VLOOKUP(Map_Gas_Mid[[#This Row],[Measure]],'Measure Descriptions'!$B$10:$H$46,CL$99,FALSE)<>\"\",VLOOKUP(Map_Gas_Mid[[#This Row],[Measure]],'Measure Descriptions'!$B$10:$H$46,CL$99,FALSE),\"\"),\"\")","v":""},{"$f":"IF($BA153<>\"\",IF(VLOOKUP(Map_Gas_Mid[[#This Row],[Measure]],'Measure Descriptions'!$B$10:$H$46,CM$99,FALSE)<>\"\",VLOOKUP(Map_Gas_Mid[[#This Row],[Measure]],'Measure Descriptions'!$B$10:$H$46,CM$99,FALSE),\"\"),\"\")","v":""},{"$f":"IF($BA153<>\"\",IF(VLOOKUP(Map_Gas_Mid[[#This Row],[Measure]],'Measure Descriptions'!$B$10:$H$46,CN$99,FALSE)<>\"\",VLOOKUP(Map_Gas_Mid[[#This Row],[Measure]],'Measure Descriptions'!$B$10:$H$46,CN$99,FALSE),\"\"),\"\")","v":""},{"$f":"IF($BA153<>\"\",IF(INDIRECT(\"Measures!\"&CO$99&$BA153)<>\"\",INDIRECT(\"Measures!\"&CO$99&$BA153),\"\"),\"\")","v":""}]
[null,null,"","",{"$f":"IF($B154<>\"\",IF(INDIRECT(\"Measures!\"&E$99&$B154)<>\"\",INDIRECT(\"Measures!\"&E$99&$B154),\"\"),\"\")","v":""},{"$f":"IF($B154<>\"\",IF(INDIRECT(\"Measures!\"&F$99&$B154)<>\"\",INDIRECT(\"Measures!\"&F$99&$B154),\"\"),\"\")","v":""},{"$f":"IF($B154<>\"\",IF(INDIRECT(\"Measures!\"&G$99&$B154)<>\"\",INDIRECT(\"Measures!\"&G$99&$B154),\"\"),\"\")","v":""},{"$f":"IF($B154<>\"\",IF(INDIRECT(\"Measures!\"&H$99&$B154)<>\"\",INDIRECT(\"Measures!\"&H$99&$B154),\"\"),\"\")","v":""},{"$f":"IF($B154<>\"\",IF(INDIRECT(\"Measures!\"&I$99&$B154)<>\"\",INDIRECT(\"Measures!\"&I$99&$B154),\"\"),\"\")","v":""},{"$f":"IF($B154<>\"\",IF(INDIRECT(\"Measures!\"&J$99&$B154)<>\"\",INDIRECT(\"Measures!\"&J$99&$B154),\"\"),\"\")","v":""},{"$f":"IF($B154<>\"\",IF(INDIRECT(\"Measures!\"&K$99&$B154)<>\"\",INDIRECT(\"Measures!\"&K$99&$B154),\"\"),\"\")","v":""},{"$f":"IF($B154<>\"\",IF(INDIRECT(\"Measures!\"&L$99&$B154)<>\"\",INDIRECT(\"Measures!\"&L$99&$B154),\"\"),\"\")","v":""},{"$f":"IF($B154<>\"\",IF(INDIRECT(\"Measures!\"&M$99&$B154)<>\"\",INDIRECT(\"Measures!\"&M$99&$B154),\"\"),\"\")","v":""},{"$f":"IF($B154<>\"\",IF(INDIRECT(\"Measures!\"&N$99&$B154)<>\"\",INDIRECT(\"Measures!\"&N$99&$B154),\"\"),\"\")","v":""},{"$f":"IF($B154<>\"\",IF(INDIRECT(\"Measures!\"&O$99&$B154)<>\"\",INDIRECT(\"Measures!\"&O$99&$B154),\"\"),\"\")","v":""},{"$f":"IF($B154<>\"\",IF(INDIRECT(\"Measures!\"&P$99&$B154)<>\"\",INDIRECT(\"Measures!\"&P$99&$B154),\"\"),\"\")","v":""},{"$f":"IF($B154<>\"\",IF(INDIRECT(\"Measures!\"&Q$99&$B154)<>\"\",INDIRECT(\"Measures!\"&Q$99&$B154),\"\"),\"\")","v":""},{"$f":"IF($B154<>\"\",IF(INDIRECT(\"Measures!\"&R$99&$B154)<>\"\",INDIRECT(\"Measures!\"&R$99&$B154),\"\"),\"\")","v":""},{"$f":"IF($B154<>\"\",IF(INDIRECT(\"Measures!\"&S$99&$B154)<>\"\",INDIRECT(\"Measures!\"&S$99&$B154),\"\"),\"\")","v":""},{"$f":"IF($B154<>\"\",IF(INDIRECT(\"Measures!\"&T$99&$B154)<>\"\",INDIRECT(\"Measures!\"&T$99&$B154),\"\"),\"\")","v":""},{"$f":"IF($B154<>\"\",IF(INDIRECT(\"Measures!\"&U$99&$B154)<>\"\",INDIRECT(\"Measures!\"&U$99&$B154),\"\"),\"\")","v":""},{"$f":"IF($B154<>\"\",IF(INDIRECT(\"Measures!\"&V$99&$B154)<>\"\",INDIRECT(\"Measures!\"&V$99&$B154),\"\"),\"\")","v":""},{"$f":"IF($B154<>\"\",IF(INDIRECT(\"Measures!\"&W$99&$B154)<>\"\",INDIRECT(\"Measures!\"&W$99&$B154),\"\"),\"\")","v":""},{"$f":"IF($B154<>\"\",IF(INDIRECT(\"Measures!\"&X$99&$B154)<>\"\",INDIRECT(\"Measures!\"&X$99&$B154),\"\"),\"\")","v":""},{"$f":"IF($B154<>\"\",IF(INDIRECT(\"Measures!\"&Y$99&$B154)<>\"\",INDIRECT(\"Measures!\"&Y$99&$B154),\"\"),\"\")","v":""},{"$f":"IF($B154<>\"\",IF(INDIRECT(\"Measures!\"&Z$99&$B154)<>\"\",INDIRECT(\"Measures!\"&Z$99&$B154),\"\"),\"\")","v":""},{"$f":"IF($B154<>\"\",IF(INDIRECT(\"Measures!\"&AA$99&$B154)<>\"\",INDIRECT(\"Measures!\"&AA$99&$B154),\"\"),\"\")","v":""},{"$f":"IF($B154<>\"\",IF(INDIRECT(\"Measures!\"&AB$99&$B154)<>\"\",INDIRECT(\"Measures!\"&AB$99&$B154),\"\"),\"\")","v":""},{"$f":"IF($B154<>\"\",IF(INDIRECT(\"Measures!\"&AC$99&$B154)<>\"\",INDIRECT(\"Measures!\"&AC$99&$B154),\"\"),\"\")","v":""},{"$f":"IF($B154<>\"\",IF(INDIRECT(\"Measures!\"&AD$99&$B154)<>\"\",INDIRECT(\"Measures!\"&AD$99&$B154),\"\"),\"\")","v":""},{"$f":"IF($B154<>\"\",IF(INDIRECT(\"Measures!\"&AE$99&$B154)<>\"\",INDIRECT(\"Measures!\"&AE$99&$B154),\"\"),\"\")","v":""},{"$f":"IF($B154<>\"\",IF(INDIRECT(\"Measures!\"&AF$99&$B154)<>\"\",INDIRECT(\"Measures!\"&AF$99&$B154),\"\"),\"\")","v":""},{"$f":"IF($B154<>\"\",IF(INDIRECT(\"Measures!\"&AG$99&$B154)<>\"\",INDIRECT(\"Measures!\"&AG$99&$B154),\"\"),\"\")","v":""},{"$f":"IF($B154<>\"\",IF(INDIRECT(\"Measures!\"&AH$99&$B154)<>\"\",INDIRECT(\"Measures!\"&AH$99&$B154),\"\"),\"\")","v":""},{"$f":"INDEX('Measure Descriptions'!$A$10:$A$46,MATCH(Map_Elec_Mid[[#This Row],[Measure]],'Measure Descriptions'!$B$10:$B$46,0))","v":""},{"$f":"IF($B154<>\"\",IF(VLOOKUP(Map_Elec_Mid[[#This Row],[Measure]],'Measure Descriptions'!$B$10:$H$46,AJ$99,FALSE)<>\"\",VLOOKUP(Map_Elec_Mid[[#This Row],[Measure]],'Measure Descriptions'!$B$10:$H$46,AJ$99,FALSE),\"\"),\"\")","v":""},{"$f":"IF($B154<>\"\",IF(VLOOKUP(Map_Elec_Mid[[#This Row],[Measure]],'Measure Descriptions'!$B$10:$H$46,AK$99,FALSE)<>\"\",VLOOKUP(Map_Elec_Mid[[#This Row],[Measure]],'Measure Descriptions'!$B$10:$H$46,AK$99,FALSE),\"\"),\"\")","v":""},{"$f":"IF($B154<>\"\",IF(VLOOKUP(Map_Elec_Mid[[#This Row],[Measure]],'Measure Descriptions'!$B$10:$H$46,AL$99,FALSE)<>\"\",VLOOKUP(Map_Elec_Mid[[#This Row],[Measure]],'Measure Descriptions'!$B$10:$H$46,AL$99,FALSE),\"\"),\"\")","v":""},{"$f":"IF($B154<>\"\",IF(VLOOKUP(Map_Elec_Mid[[#This Row],[Measure]],'Measure Descriptions'!$B$10:$H$46,AM$99,FALSE)<>\"\",VLOOKUP(Map_Elec_Mid[[#This Row],[Measure]],'Measure Descriptions'!$B$10:$H$46,AM$99,FALSE),\"\"),\"\")","v":""},{"$f":"IF($B154<>\"\",IF(VLOOKUP(Map_Elec_Mid[[#This Row],[Measure]],'Measure Descriptions'!$B$10:$H$46,AN$99,FALSE)<>\"\",VLOOKUP(Map_Elec_Mid[[#This Row],[Measure]],'Measure Descriptions'!$B$10:$H$46,AN$99,FALSE),\"\"),\"\")","v":""},{"$f":"IF($B154<>\"\",IF(VLOOKUP(Map_Elec_Mid[[#This Row],[Measure]],'Measure Descriptions'!$B$10:$H$46,AO$99,FALSE)<>\"\",VLOOKUP(Map_Elec_Mid[[#This Row],[Measure]],'Measure Descriptions'!$B$10:$H$46,AO$99,FALSE),\"\"),\"\")","v":""},{"$f":"IF($B154<>\"\",IF(INDIRECT(\"Measures!\"&AP$99&$B154)<>\"\",INDIRECT(\"Measures!\"&AP$99&$B154),\"\"),\"\")","v":""},null,null,null,null,null,null,null,null,null,null,null,"","",{"$f":"IF($BA154<>\"\",IF(INDIRECT(\"Measures!\"&BD$99&$BA154)<>\"\",INDIRECT(\"Measures!\"&BD$99&$BA154),\"\"),\"\")","v":""},{"$f":"IF($BA154<>\"\",IF(INDIRECT(\"Measures!\"&BE$99&$BA154)<>\"\",INDIRECT(\"Measures!\"&BE$99&$BA154),\"\"),\"\")","v":""},{"$f":"IF($BA154<>\"\",IF(INDIRECT(\"Measures!\"&BF$99&$BA154)<>\"\",INDIRECT(\"Measures!\"&BF$99&$BA154),\"\"),\"\")","v":""},{"$f":"IF($BA154<>\"\",IF(INDIRECT(\"Measures!\"&BG$99&$BA154)<>\"\",INDIRECT(\"Measures!\"&BG$99&$BA154),\"\"),\"\")","v":""},{"$f":"IF($BA154<>\"\",IF(INDIRECT(\"Measures!\"&BH$99&$BA154)<>\"\",INDIRECT(\"Measures!\"&BH$99&$BA154),\"\"),\"\")","v":""},{"$f":"IF($BA154<>\"\",IF(INDIRECT(\"Measures!\"&BI$99&$BA154)<>\"\",INDIRECT(\"Measures!\"&BI$99&$BA154),\"\"),\"\")","v":""},{"$f":"IF($BA154<>\"\",IF(INDIRECT(\"Measures!\"&BJ$99&$BA154)<>\"\",INDIRECT(\"Measures!\"&BJ$99&$BA154),\"\"),\"\")","v":""},{"$f":"IF($BA154<>\"\",IF(INDIRECT(\"Measures!\"&BK$99&$BA154)<>\"\",INDIRECT(\"Measures!\"&BK$99&$BA154),\"\"),\"\")","v":""},{"$f":"IF($BA154<>\"\",IF(INDIRECT(\"Measures!\"&BL$99&$BA154)<>\"\",INDIRECT(\"Measures!\"&BL$99&$BA154),\"\"),\"\")","v":""},{"$f":"IF($BA154<>\"\",IF(INDIRECT(\"Measures!\"&BM$99&$BA154)<>\"\",INDIRECT(\"Measures!\"&BM$99&$BA154),\"\"),\"\")","v":""},{"$f":"IF($BA154<>\"\",IF(INDIRECT(\"Measures!\"&BN$99&$BA154)<>\"\",INDIRECT(\"Measures!\"&BN$99&$BA154),\"\"),\"\")","v":""},{"$f":"IF($BA154<>\"\",IF(INDIRECT(\"Measures!\"&BO$99&$BA154)<>\"\",INDIRECT(\"Measures!\"&BO$99&$BA154),\"\"),\"\")","v":""},{"$f":"IF($BA154<>\"\",IF(INDIRECT(\"Measures!\"&BP$99&$BA154)<>\"\",INDIRECT(\"Measures!\"&BP$99&$BA154),\"\"),\"\")","v":""},{"$f":"IF($BA154<>\"\",IF(INDIRECT(\"Measures!\"&BQ$99&$BA154)<>\"\",INDIRECT(\"Measures!\"&BQ$99&$BA154),\"\"),\"\")","v":""},{"$f":"IF($BA154<>\"\",IF(INDIRECT(\"Measures!\"&BR$99&$BA154)<>\"\",INDIRECT(\"Measures!\"&BR$99&$BA154),\"\"),\"\")","v":""},{"$f":"IF($BA154<>\"\",IF(INDIRECT(\"Measures!\"&BS$99&$BA154)<>\"\",INDIRECT(\"Measures!\"&BS$99&$BA154),\"\"),\"\")","v":""},{"$f":"IF($BA154<>\"\",IF(INDIRECT(\"Measures!\"&BT$99&$BA154)<>\"\",INDIRECT(\"Measures!\"&BT$99&$BA154),\"\"),\"\")","v":""},{"$f":"IF($BA154<>\"\",IF(INDIRECT(\"Measures!\"&BU$99&$BA154)<>\"\",INDIRECT(\"Measures!\"&BU$99&$BA154),\"\"),\"\")","v":""},{"$f":"IF($BA154<>\"\",IF(INDIRECT(\"Measures!\"&BV$99&$BA154)<>\"\",INDIRECT(\"Measures!\"&BV$99&$BA154),\"\"),\"\")","v":""},{"$f":"IF($BA154<>\"\",IF(INDIRECT(\"Measures!\"&BW$99&$BA154)<>\"\",INDIRECT(\"Measures!\"&BW$99&$BA154),\"\"),\"\")","v":""},{"$f":"IF($BA154<>\"\",IF(INDIRECT(\"Measures!\"&BX$99&$BA154)<>\"\",INDIRECT(\"Measures!\"&BX$99&$BA154),\"\"),\"\")","v":""},{"$f":"IF($BA154<>\"\",IF(INDIRECT(\"Measures!\"&BY$99&$BA154)<>\"\",INDIRECT(\"Measures!\"&BY$99&$BA154),\"\"),\"\")","v":""},{"$f":"IF($BA154<>\"\",IF(INDIRECT(\"Measures!\"&BZ$99&$BA154)<>\"\",INDIRECT(\"Measures!\"&BZ$99&$BA154),\"\"),\"\")","v":""},{"$f":"IF($BA154<>\"\",IF(INDIRECT(\"Measures!\"&CA$99&$BA154)<>\"\",INDIRECT(\"Measures!\"&CA$99&$BA154),\"\"),\"\")","v":""},{"$f":"IF($BA154<>\"\",IF(INDIRECT(\"Measures!\"&CB$99&$BA154)<>\"\",INDIRECT(\"Measures!\"&CB$99&$BA154),\"\"),\"\")","v":""},{"$f":"IF($BA154<>\"\",IF(INDIRECT(\"Measures!\"&CC$99&$BA154)<>\"\",INDIRECT(\"Measures!\"&CC$99&$BA154),\"\"),\"\")","v":""},{"$f":"IF($BA154<>\"\",IF(INDIRECT(\"Measures!\"&CD$99&$BA154)<>\"\",INDIRECT(\"Measures!\"&CD$99&$BA154),\"\"),\"\")","v":""},{"$f":"IF($BA154<>\"\",IF(INDIRECT(\"Measures!\"&CE$99&$BA154)<>\"\",INDIRECT(\"Measures!\"&CE$99&$BA154),\"\"),\"\")","v":""},{"$f":"IF($BA154<>\"\",IF(INDIRECT(\"Measures!\"&CF$99&$BA154)<>\"\",INDIRECT(\"Measures!\"&CF$99&$BA154),\"\"),\"\")","v":""},{"$f":"IF($BA154<>\"\",IF(INDIRECT(\"Measures!\"&CG$99&$BA154)<>\"\",INDIRECT(\"Measures!\"&CG$99&$BA154),\"\"),\"\")","v":""},{"$f":"INDEX('Measure Descriptions'!$A$10:$A$46,MATCH(Map_Gas_Mid[[#This Row],[Measure]],'Measure Descriptions'!$B$10:$B$46,0))","v":""},{"$f":"IF($BA154<>\"\",IF(VLOOKUP(Map_Gas_Mid[[#This Row],[Measure]],'Measure Descriptions'!$B$10:$H$46,CI$99,FALSE)<>\"\",VLOOKUP(Map_Gas_Mid[[#This Row],[Measure]],'Measure Descriptions'!$B$10:$H$46,CI$99,FALSE),\"\"),\"\")","v":""},{"$f":"IF($BA154<>\"\",IF(VLOOKUP(Map_Gas_Mid[[#This Row],[Measure]],'Measure Descriptions'!$B$10:$H$46,CJ$99,FALSE)<>\"\",VLOOKUP(Map_Gas_Mid[[#This Row],[Measure]],'Measure Descriptions'!$B$10:$H$46,CJ$99,FALSE),\"\"),\"\")","v":""},{"$f":"IF($BA154<>\"\",IF(VLOOKUP(Map_Gas_Mid[[#This Row],[Measure]],'Measure Descriptions'!$B$10:$H$46,CK$99,FALSE)<>\"\",VLOOKUP(Map_Gas_Mid[[#This Row],[Measure]],'Measure Descriptions'!$B$10:$H$46,CK$99,FALSE),\"\"),\"\")","v":""},{"$f":"IF($BA154<>\"\",IF(VLOOKUP(Map_Gas_Mid[[#This Row],[Measure]],'Measure Descriptions'!$B$10:$H$46,CL$99,FALSE)<>\"\",VLOOKUP(Map_Gas_Mid[[#This Row],[Measure]],'Measure Descriptions'!$B$10:$H$46,CL$99,FALSE),\"\"),\"\")","v":""},{"$f":"IF($BA154<>\"\",IF(VLOOKUP(Map_Gas_Mid[[#This Row],[Measure]],'Measure Descriptions'!$B$10:$H$46,CM$99,FALSE)<>\"\",VLOOKUP(Map_Gas_Mid[[#This Row],[Measure]],'Measure Descriptions'!$B$10:$H$46,CM$99,FALSE),\"\"),\"\")","v":""},{"$f":"IF($BA154<>\"\",IF(VLOOKUP(Map_Gas_Mid[[#This Row],[Measure]],'Measure Descriptions'!$B$10:$H$46,CN$99,FALSE)<>\"\",VLOOKUP(Map_Gas_Mid[[#This Row],[Measure]],'Measure Descriptions'!$B$10:$H$46,CN$99,FALSE),\"\"),\"\")","v":""},{"$f":"IF($BA154<>\"\",IF(INDIRECT(\"Measures!\"&CO$99&$BA154)<>\"\",INDIRECT(\"Measures!\"&CO$99&$BA154),\"\"),\"\")","v":""}]
[null,null,"","",{"$f":"IF($B155<>\"\",IF(INDIRECT(\"Measures!\"&E$99&$B155)<>\"\",INDIRECT(\"Measures!\"&E$99&$B155),\"\"),\"\")","v":""},{"$f":"IF($B155<>\"\",IF(INDIRECT(\"Measures!\"&F$99&$B155)<>\"\",INDIRECT(\"Measures!\"&F$99&$B155),\"\"),\"\")","v":""},{"$f":"IF($B155<>\"\",IF(INDIRECT(\"Measures!\"&G$99&$B155)<>\"\",INDIRECT(\"Measures!\"&G$99&$B155),\"\"),\"\")","v":""},{"$f":"IF($B155<>\"\",IF(INDIRECT(\"Measures!\"&H$99&$B155)<>\"\",INDIRECT(\"Measures!\"&H$99&$B155),\"\"),\"\")","v":""},{"$f":"IF($B155<>\"\",IF(INDIRECT(\"Measures!\"&I$99&$B155)<>\"\",INDIRECT(\"Measures!\"&I$99&$B155),\"\"),\"\")","v":""},{"$f":"IF($B155<>\"\",IF(INDIRECT(\"Measures!\"&J$99&$B155)<>\"\",INDIRECT(\"Measures!\"&J$99&$B155),\"\"),\"\")","v":""},{"$f":"IF($B155<>\"\",IF(INDIRECT(\"Measures!\"&K$99&$B155)<>\"\",INDIRECT(\"Measures!\"&K$99&$B155),\"\"),\"\")","v":""},{"$f":"IF($B155<>\"\",IF(INDIRECT(\"Measures!\"&L$99&$B155)<>\"\",INDIRECT(\"Measures!\"&L$99&$B155),\"\"),\"\")","v":""},{"$f":"IF($B155<>\"\",IF(INDIRECT(\"Measures!\"&M$99&$B155)<>\"\",INDIRECT(\"Measures!\"&M$99&$B155),\"\"),\"\")","v":""},{"$f":"IF($B155<>\"\",IF(INDIRECT(\"Measures!\"&N$99&$B155)<>\"\",INDIRECT(\"Measures!\"&N$99&$B155),\"\"),\"\")","v":""},{"$f":"IF($B155<>\"\",IF(INDIRECT(\"Measures!\"&O$99&$B155)<>\"\",INDIRECT(\"Measures!\"&O$99&$B155),\"\"),\"\")","v":""},{"$f":"IF($B155<>\"\",IF(INDIRECT(\"Measures!\"&P$99&$B155)<>\"\",INDIRECT(\"Measures!\"&P$99&$B155),\"\"),\"\")","v":""},{"$f":"IF($B155<>\"\",IF(INDIRECT(\"Measures!\"&Q$99&$B155)<>\"\",INDIRECT(\"Measures!\"&Q$99&$B155),\"\"),\"\")","v":""},{"$f":"IF($B155<>\"\",IF(INDIRECT(\"Measures!\"&R$99&$B155)<>\"\",INDIRECT(\"Measures!\"&R$99&$B155),\"\"),\"\")","v":""},{"$f":"IF($B155<>\"\",IF(INDIRECT(\"Measures!\"&S$99&$B155)<>\"\",INDIRECT(\"Measures!\"&S$99&$B155),\"\"),\"\")","v":""},{"$f":"IF($B155<>\"\",IF(INDIRECT(\"Measures!\"&T$99&$B155)<>\"\",INDIRECT(\"Measures!\"&T$99&$B155),\"\"),\"\")","v":""},{"$f":"IF($B155<>\"\",IF(INDIRECT(\"Measures!\"&U$99&$B155)<>\"\",INDIRECT(\"Measures!\"&U$99&$B155),\"\"),\"\")","v":""},{"$f":"IF($B155<>\"\",IF(INDIRECT(\"Measures!\"&V$99&$B155)<>\"\",INDIRECT(\"Measures!\"&V$99&$B155),\"\"),\"\")","v":""},{"$f":"IF($B155<>\"\",IF(INDIRECT(\"Measures!\"&W$99&$B155)<>\"\",INDIRECT(\"Measures!\"&W$99&$B155),\"\"),\"\")","v":""},{"$f":"IF($B155<>\"\",IF(INDIRECT(\"Measures!\"&X$99&$B155)<>\"\",INDIRECT(\"Measures!\"&X$99&$B155),\"\"),\"\")","v":""},{"$f":"IF($B155<>\"\",IF(INDIRECT(\"Measures!\"&Y$99&$B155)<>\"\",INDIRECT(\"Measures!\"&Y$99&$B155),\"\"),\"\")","v":""},{"$f":"IF($B155<>\"\",IF(INDIRECT(\"Measures!\"&Z$99&$B155)<>\"\",INDIRECT(\"Measures!\"&Z$99&$B155),\"\"),\"\")","v":""},{"$f":"IF($B155<>\"\",IF(INDIRECT(\"Measures!\"&AA$99&$B155)<>\"\",INDIRECT(\"Measures!\"&AA$99&$B155),\"\"),\"\")","v":""},{"$f":"IF($B155<>\"\",IF(INDIRECT(\"Measures!\"&AB$99&$B155)<>\"\",INDIRECT(\"Measures!\"&AB$99&$B155),\"\"),\"\")","v":""},{"$f":"IF($B155<>\"\",IF(INDIRECT(\"Measures!\"&AC$99&$B155)<>\"\",INDIRECT(\"Measures!\"&AC$99&$B155),\"\"),\"\")","v":""},{"$f":"IF($B155<>\"\",IF(INDIRECT(\"Measures!\"&AD$99&$B155)<>\"\",INDIRECT(\"Measures!\"&AD$99&$B155),\"\"),\"\")","v":""},{"$f":"IF($B155<>\"\",IF(INDIRECT(\"Measures!\"&AE$99&$B155)<>\"\",INDIRECT(\"Measures!\"&AE$99&$B155),\"\"),\"\")","v":""},{"$f":"IF($B155<>\"\",IF(INDIRECT(\"Measures!\"&AF$99&$B155)<>\"\",INDIRECT(\"Measures!\"&AF$99&$B155),\"\"),\"\")","v":""},{"$f":"IF($B155<>\"\",IF(INDIRECT(\"Measures!\"&AG$99&$B155)<>\"\",INDIRECT(\"Measures!\"&AG$99&$B155),\"\"),\"\")","v":""},{"$f":"IF($B155<>\"\",IF(INDIRECT(\"Measures!\"&AH$99&$B155)<>\"\",INDIRECT(\"Measures!\"&AH$99&$B155),\"\"),\"\")","v":""},{"$f":"INDEX('Measure Descriptions'!$A$10:$A$46,MATCH(Map_Elec_Mid[[#This Row],[Measure]],'Measure Descriptions'!$B$10:$B$46,0))","v":""},{"$f":"IF($B155<>\"\",IF(VLOOKUP(Map_Elec_Mid[[#This Row],[Measure]],'Measure Descriptions'!$B$10:$H$46,AJ$99,FALSE)<>\"\",VLOOKUP(Map_Elec_Mid[[#This Row],[Measure]],'Measure Descriptions'!$B$10:$H$46,AJ$99,FALSE),\"\"),\"\")","v":""},{"$f":"IF($B155<>\"\",IF(VLOOKUP(Map_Elec_Mid[[#This Row],[Measure]],'Measure Descriptions'!$B$10:$H$46,AK$99,FALSE)<>\"\",VLOOKUP(Map_Elec_Mid[[#This Row],[Measure]],'Measure Descriptions'!$B$10:$H$46,AK$99,FALSE),\"\"),\"\")","v":""},{"$f":"IF($B155<>\"\",IF(VLOOKUP(Map_Elec_Mid[[#This Row],[Measure]],'Measure Descriptions'!$B$10:$H$46,AL$99,FALSE)<>\"\",VLOOKUP(Map_Elec_Mid[[#This Row],[Measure]],'Measure Descriptions'!$B$10:$H$46,AL$99,FALSE),\"\"),\"\")","v":""},{"$f":"IF($B155<>\"\",IF(VLOOKUP(Map_Elec_Mid[[#This Row],[Measure]],'Measure Descriptions'!$B$10:$H$46,AM$99,FALSE)<>\"\",VLOOKUP(Map_Elec_Mid[[#This Row],[Measure]],'Measure Descriptions'!$B$10:$H$46,AM$99,FALSE),\"\"),\"\")","v":""},{"$f":"IF($B155<>\"\",IF(VLOOKUP(Map_Elec_Mid[[#This Row],[Measure]],'Measure Descriptions'!$B$10:$H$46,AN$99,FALSE)<>\"\",VLOOKUP(Map_Elec_Mid[[#This Row],[Measure]],'Measure Descriptions'!$B$10:$H$46,AN$99,FALSE),\"\"),\"\")","v":""},{"$f":"IF($B155<>\"\",IF(VLOOKUP(Map_Elec_Mid[[#This Row],[Measure]],'Measure Descriptions'!$B$10:$H$46,AO$99,FALSE)<>\"\",VLOOKUP(Map_Elec_Mid[[#This Row],[Measure]],'Measure Descriptions'!$B$10:$H$46,AO$99,FALSE),\"\"),\"\")","v":""},{"$f":"IF($B155<>\"\",IF(INDIRECT(\"Measures!\"&AP$99&$B155)<>\"\",INDIRECT(\"Measures!\"&AP$99&$B155),\"\"),\"\")","v":""},null,null,null,null,null,null,null,null,null,null,null,"","",{"$f":"IF($BA155<>\"\",IF(INDIRECT(\"Measures!\"&BD$99&$BA155)<>\"\",INDIRECT(\"Measures!\"&BD$99&$BA155),\"\"),\"\")","v":""},{"$f":"IF($BA155<>\"\",IF(INDIRECT(\"Measures!\"&BE$99&$BA155)<>\"\",INDIRECT(\"Measures!\"&BE$99&$BA155),\"\"),\"\")","v":""},{"$f":"IF($BA155<>\"\",IF(INDIRECT(\"Measures!\"&BF$99&$BA155)<>\"\",INDIRECT(\"Measures!\"&BF$99&$BA155),\"\"),\"\")","v":""},{"$f":"IF($BA155<>\"\",IF(INDIRECT(\"Measures!\"&BG$99&$BA155)<>\"\",INDIRECT(\"Measures!\"&BG$99&$BA155),\"\"),\"\")","v":""},{"$f":"IF($BA155<>\"\",IF(INDIRECT(\"Measures!\"&BH$99&$BA155)<>\"\",INDIRECT(\"Measures!\"&BH$99&$BA155),\"\"),\"\")","v":""},{"$f":"IF($BA155<>\"\",IF(INDIRECT(\"Measures!\"&BI$99&$BA155)<>\"\",INDIRECT(\"Measures!\"&BI$99&$BA155),\"\"),\"\")","v":""},{"$f":"IF($BA155<>\"\",IF(INDIRECT(\"Measures!\"&BJ$99&$BA155)<>\"\",INDIRECT(\"Measures!\"&BJ$99&$BA155),\"\"),\"\")","v":""},{"$f":"IF($BA155<>\"\",IF(INDIRECT(\"Measures!\"&BK$99&$BA155)<>\"\",INDIRECT(\"Measures!\"&BK$99&$BA155),\"\"),\"\")","v":""},{"$f":"IF($BA155<>\"\",IF(INDIRECT(\"Measures!\"&BL$99&$BA155)<>\"\",INDIRECT(\"Measures!\"&BL$99&$BA155),\"\"),\"\")","v":""},{"$f":"IF($BA155<>\"\",IF(INDIRECT(\"Measures!\"&BM$99&$BA155)<>\"\",INDIRECT(\"Measures!\"&BM$99&$BA155),\"\"),\"\")","v":""},{"$f":"IF($BA155<>\"\",IF(INDIRECT(\"Measures!\"&BN$99&$BA155)<>\"\",INDIRECT(\"Measures!\"&BN$99&$BA155),\"\"),\"\")","v":""},{"$f":"IF($BA155<>\"\",IF(INDIRECT(\"Measures!\"&BO$99&$BA155)<>\"\",INDIRECT(\"Measures!\"&BO$99&$BA155),\"\"),\"\")","v":""},{"$f":"IF($BA155<>\"\",IF(INDIRECT(\"Measures!\"&BP$99&$BA155)<>\"\",INDIRECT(\"Measures!\"&BP$99&$BA155),\"\"),\"\")","v":""},{"$f":"IF($BA155<>\"\",IF(INDIRECT(\"Measures!\"&BQ$99&$BA155)<>\"\",INDIRECT(\"Measures!\"&BQ$99&$BA155),\"\"),\"\")","v":""},{"$f":"IF($BA155<>\"\",IF(INDIRECT(\"Measures!\"&BR$99&$BA155)<>\"\",INDIRECT(\"Measures!\"&BR$99&$BA155),\"\"),\"\")","v":""},{"$f":"IF($BA155<>\"\",IF(INDIRECT(\"Measures!\"&BS$99&$BA155)<>\"\",INDIRECT(\"Measures!\"&BS$99&$BA155),\"\"),\"\")","v":""},{"$f":"IF($BA155<>\"\",IF(INDIRECT(\"Measures!\"&BT$99&$BA155)<>\"\",INDIRECT(\"Measures!\"&BT$99&$BA155),\"\"),\"\")","v":""},{"$f":"IF($BA155<>\"\",IF(INDIRECT(\"Measures!\"&BU$99&$BA155)<>\"\",INDIRECT(\"Measures!\"&BU$99&$BA155),\"\"),\"\")","v":""},{"$f":"IF($BA155<>\"\",IF(INDIRECT(\"Measures!\"&BV$99&$BA155)<>\"\",INDIRECT(\"Measures!\"&BV$99&$BA155),\"\"),\"\")","v":""},{"$f":"IF($BA155<>\"\",IF(INDIRECT(\"Measures!\"&BW$99&$BA155)<>\"\",INDIRECT(\"Measures!\"&BW$99&$BA155),\"\"),\"\")","v":""},{"$f":"IF($BA155<>\"\",IF(INDIRECT(\"Measures!\"&BX$99&$BA155)<>\"\",INDIRECT(\"Measures!\"&BX$99&$BA155),\"\"),\"\")","v":""},{"$f":"IF($BA155<>\"\",IF(INDIRECT(\"Measures!\"&BY$99&$BA155)<>\"\",INDIRECT(\"Measures!\"&BY$99&$BA155),\"\"),\"\")","v":""},{"$f":"IF($BA155<>\"\",IF(INDIRECT(\"Measures!\"&BZ$99&$BA155)<>\"\",INDIRECT(\"Measures!\"&BZ$99&$BA155),\"\"),\"\")","v":""},{"$f":"IF($BA155<>\"\",IF(INDIRECT(\"Measures!\"&CA$99&$BA155)<>\"\",INDIRECT(\"Measures!\"&CA$99&$BA155),\"\"),\"\")","v":""},{"$f":"IF($BA155<>\"\",IF(INDIRECT(\"Measures!\"&CB$99&$BA155)<>\"\",INDIRECT(\"Measures!\"&CB$99&$BA155),\"\"),\"\")","v":""},{"$f":"IF($BA155<>\"\",IF(INDIRECT(\"Measures!\"&CC$99&$BA155)<>\"\",INDIRECT(\"Measures!\"&CC$99&$BA155),\"\"),\"\")","v":""},{"$f":"IF($BA155<>\"\",IF(INDIRECT(\"Measures!\"&CD$99&$BA155)<>\"\",INDIRECT(\"Measures!\"&CD$99&$BA155),\"\"),\"\")","v":""},{"$f":"IF($BA155<>\"\",IF(INDIRECT(\"Measures!\"&CE$99&$BA155)<>\"\",INDIRECT(\"Measures!\"&CE$99&$BA155),\"\"),\"\")","v":""},{"$f":"IF($BA155<>\"\",IF(INDIRECT(\"Measures!\"&CF$99&$BA155)<>\"\",INDIRECT(\"Measures!\"&CF$99&$BA155),\"\"),\"\")","v":""},{"$f":"IF($BA155<>\"\",IF(INDIRECT(\"Measures!\"&CG$99&$BA155)<>\"\",INDIRECT(\"Measures!\"&CG$99&$BA155),\"\"),\"\")","v":""},{"$f":"INDEX('Measure Descriptions'!$A$10:$A$46,MATCH(Map_Gas_Mid[[#This Row],[Measure]],'Measure Descriptions'!$B$10:$B$46,0))","v":""},{"$f":"IF($BA155<>\"\",IF(VLOOKUP(Map_Gas_Mid[[#This Row],[Measure]],'Measure Descriptions'!$B$10:$H$46,CI$99,FALSE)<>\"\",VLOOKUP(Map_Gas_Mid[[#This Row],[Measure]],'Measure Descriptions'!$B$10:$H$46,CI$99,FALSE),\"\"),\"\")","v":""},{"$f":"IF($BA155<>\"\",IF(VLOOKUP(Map_Gas_Mid[[#This Row],[Measure]],'Measure Descriptions'!$B$10:$H$46,CJ$99,FALSE)<>\"\",VLOOKUP(Map_Gas_Mid[[#This Row],[Measure]],'Measure Descriptions'!$B$10:$H$46,CJ$99,FALSE),\"\"),\"\")","v":""},{"$f":"IF($BA155<>\"\",IF(VLOOKUP(Map_Gas_Mid[[#This Row],[Measure]],'Measure Descriptions'!$B$10:$H$46,CK$99,FALSE)<>\"\",VLOOKUP(Map_Gas_Mid[[#This Row],[Measure]],'Measure Descriptions'!$B$10:$H$46,CK$99,FALSE),\"\"),\"\")","v":""},{"$f":"IF($BA155<>\"\",IF(VLOOKUP(Map_Gas_Mid[[#This Row],[Measure]],'Measure Descriptions'!$B$10:$H$46,CL$99,FALSE)<>\"\",VLOOKUP(Map_Gas_Mid[[#This Row],[Measure]],'Measure Descriptions'!$B$10:$H$46,CL$99,FALSE),\"\"),\"\")","v":""},{"$f":"IF($BA155<>\"\",IF(VLOOKUP(Map_Gas_Mid[[#This Row],[Measure]],'Measure Descriptions'!$B$10:$H$46,CM$99,FALSE)<>\"\",VLOOKUP(Map_Gas_Mid[[#This Row],[Measure]],'Measure Descriptions'!$B$10:$H$46,CM$99,FALSE),\"\"),\"\")","v":""},{"$f":"IF($BA155<>\"\",IF(VLOOKUP(Map_Gas_Mid[[#This Row],[Measure]],'Measure Descriptions'!$B$10:$H$46,CN$99,FALSE)<>\"\",VLOOKUP(Map_Gas_Mid[[#This Row],[Measure]],'Measure Descriptions'!$B$10:$H$46,CN$99,FALSE),\"\"),\"\")","v":""},{"$f":"IF($BA155<>\"\",IF(INDIRECT(\"Measures!\"&CO$99&$BA155)<>\"\",INDIRECT(\"Measures!\"&CO$99&$BA155),\"\"),\"\")","v":""}]
[null,null,"","",{"$f":"IF($B156<>\"\",IF(INDIRECT(\"Measures!\"&E$99&$B156)<>\"\",INDIRECT(\"Measures!\"&E$99&$B156),\"\"),\"\")","v":""},{"$f":"IF($B156<>\"\",IF(INDIRECT(\"Measures!\"&F$99&$B156)<>\"\",INDIRECT(\"Measures!\"&F$99&$B156),\"\"),\"\")","v":""},{"$f":"IF($B156<>\"\",IF(INDIRECT(\"Measures!\"&G$99&$B156)<>\"\",INDIRECT(\"Measures!\"&G$99&$B156),\"\"),\"\")","v":""},{"$f":"IF($B156<>\"\",IF(INDIRECT(\"Measures!\"&H$99&$B156)<>\"\",INDIRECT(\"Measures!\"&H$99&$B156),\"\"),\"\")","v":""},{"$f":"IF($B156<>\"\",IF(INDIRECT(\"Measures!\"&I$99&$B156)<>\"\",INDIRECT(\"Measures!\"&I$99&$B156),\"\"),\"\")","v":""},{"$f":"IF($B156<>\"\",IF(INDIRECT(\"Measures!\"&J$99&$B156)<>\"\",INDIRECT(\"Measures!\"&J$99&$B156),\"\"),\"\")","v":""},{"$f":"IF($B156<>\"\",IF(INDIRECT(\"Measures!\"&K$99&$B156)<>\"\",INDIRECT(\"Measures!\"&K$99&$B156),\"\"),\"\")","v":""},{"$f":"IF($B156<>\"\",IF(INDIRECT(\"Measures!\"&L$99&$B156)<>\"\",INDIRECT(\"Measures!\"&L$99&$B156),\"\"),\"\")","v":""},{"$f":"IF($B156<>\"\",IF(INDIRECT(\"Measures!\"&M$99&$B156)<>\"\",INDIRECT(\"Measures!\"&M$99&$B156),\"\"),\"\")","v":""},{"$f":"IF($B156<>\"\",IF(INDIRECT(\"Measures!\"&N$99&$B156)<>\"\",INDIRECT(\"Measures!\"&N$99&$B156),\"\"),\"\")","v":""},{"$f":"IF($B156<>\"\",IF(INDIRECT(\"Measures!\"&O$99&$B156)<>\"\",INDIRECT(\"Measures!\"&O$99&$B156),\"\"),\"\")","v":""},{"$f":"IF($B156<>\"\",IF(INDIRECT(\"Measures!\"&P$99&$B156)<>\"\",INDIRECT(\"Measures!\"&P$99&$B156),\"\"),\"\")","v":""},{"$f":"IF($B156<>\"\",IF(INDIRECT(\"Measures!\"&Q$99&$B156)<>\"\",INDIRECT(\"Measures!\"&Q$99&$B156),\"\"),\"\")","v":""},{"$f":"IF($B156<>\"\",IF(INDIRECT(\"Measures!\"&R$99&$B156)<>\"\",INDIRECT(\"Measures!\"&R$99&$B156),\"\"),\"\")","v":""},{"$f":"IF($B156<>\"\",IF(INDIRECT(\"Measures!\"&S$99&$B156)<>\"\",INDIRECT(\"Measures!\"&S$99&$B156),\"\"),\"\")","v":""},{"$f":"IF($B156<>\"\",IF(INDIRECT(\"Measures!\"&T$99&$B156)<>\"\",INDIRECT(\"Measures!\"&T$99&$B156),\"\"),\"\")","v":""},{"$f":"IF($B156<>\"\",IF(INDIRECT(\"Measures!\"&U$99&$B156)<>\"\",INDIRECT(\"Measures!\"&U$99&$B156),\"\"),\"\")","v":""},{"$f":"IF($B156<>\"\",IF(INDIRECT(\"Measures!\"&V$99&$B156)<>\"\",INDIRECT(\"Measures!\"&V$99&$B156),\"\"),\"\")","v":""},{"$f":"IF($B156<>\"\",IF(INDIRECT(\"Measures!\"&W$99&$B156)<>\"\",INDIRECT(\"Measures!\"&W$99&$B156),\"\"),\"\")","v":""},{"$f":"IF($B156<>\"\",IF(INDIRECT(\"Measures!\"&X$99&$B156)<>\"\",INDIRECT(\"Measures!\"&X$99&$B156),\"\"),\"\")","v":""},{"$f":"IF($B156<>\"\",IF(INDIRECT(\"Measures!\"&Y$99&$B156)<>\"\",INDIRECT(\"Measures!\"&Y$99&$B156),\"\"),\"\")","v":""},{"$f":"IF($B156<>\"\",IF(INDIRECT(\"Measures!\"&Z$99&$B156)<>\"\",INDIRECT(\"Measures!\"&Z$99&$B156),\"\"),\"\")","v":""},{"$f":"IF($B156<>\"\",IF(INDIRECT(\"Measures!\"&AA$99&$B156)<>\"\",INDIRECT(\"Measures!\"&AA$99&$B156),\"\"),\"\")","v":""},{"$f":"IF($B156<>\"\",IF(INDIRECT(\"Measures!\"&AB$99&$B156)<>\"\",INDIRECT(\"Measures!\"&AB$99&$B156),\"\"),\"\")","v":""},{"$f":"IF($B156<>\"\",IF(INDIRECT(\"Measures!\"&AC$99&$B156)<>\"\",INDIRECT(\"Measures!\"&AC$99&$B156),\"\"),\"\")","v":""},{"$f":"IF($B156<>\"\",IF(INDIRECT(\"Measures!\"&AD$99&$B156)<>\"\",INDIRECT(\"Measures!\"&AD$99&$B156),\"\"),\"\")","v":""},{"$f":"IF($B156<>\"\",IF(INDIRECT(\"Measures!\"&AE$99&$B156)<>\"\",INDIRECT(\"Measures!\"&AE$99&$B156),\"\"),\"\")","v":""},{"$f":"IF($B156<>\"\",IF(INDIRECT(\"Measures!\"&AF$99&$B156)<>\"\",INDIRECT(\"Measures!\"&AF$99&$B156),\"\"),\"\")","v":""},{"$f":"IF($B156<>\"\",IF(INDIRECT(\"Measures!\"&AG$99&$B156)<>\"\",INDIRECT(\"Measures!\"&AG$99&$B156),\"\"),\"\")","v":""},{"$f":"IF($B156<>\"\",IF(INDIRECT(\"Measures!\"&AH$99&$B156)<>\"\",INDIRECT(\"Measures!\"&AH$99&$B156),\"\"),\"\")","v":""},{"$f":"INDEX('Measure Descriptions'!$A$10:$A$46,MATCH(Map_Elec_Mid[[#This Row],[Measure]],'Measure Descriptions'!$B$10:$B$46,0))","v":""},{"$f":"IF($B156<>\"\",IF(VLOOKUP(Map_Elec_Mid[[#This Row],[Measure]],'Measure Descriptions'!$B$10:$H$46,AJ$99,FALSE)<>\"\",VLOOKUP(Map_Elec_Mid[[#This Row],[Measure]],'Measure Descriptions'!$B$10:$H$46,AJ$99,FALSE),\"\"),\"\")","v":""},{"$f":"IF($B156<>\"\",IF(VLOOKUP(Map_Elec_Mid[[#This Row],[Measure]],'Measure Descriptions'!$B$10:$H$46,AK$99,FALSE)<>\"\",VLOOKUP(Map_Elec_Mid[[#This Row],[Measure]],'Measure Descriptions'!$B$10:$H$46,AK$99,FALSE),\"\"),\"\")","v":""},{"$f":"IF($B156<>\"\",IF(VLOOKUP(Map_Elec_Mid[[#This Row],[Measure]],'Measure Descriptions'!$B$10:$H$46,AL$99,FALSE)<>\"\",VLOOKUP(Map_Elec_Mid[[#This Row],[Measure]],'Measure Descriptions'!$B$10:$H$46,AL$99,FALSE),\"\"),\"\")","v":""},{"$f":"IF($B156<>\"\",IF(VLOOKUP(Map_Elec_Mid[[#This Row],[Measure]],'Measure Descriptions'!$B$10:$H$46,AM$99,FALSE)<>\"\",VLOOKUP(Map_Elec_Mid[[#This Row],[Measure]],'Measure Descriptions'!$B$10:$H$46,AM$99,FALSE),\"\"),\"\")","v":""},{"$f":"IF($B156<>\"\",IF(VLOOKUP(Map_Elec_Mid[[#This Row],[Measure]],'Measure Descriptions'!$B$10:$H$46,AN$99,FALSE)<>\"\",VLOOKUP(Map_Elec_Mid[[#This Row],[Measure]],'Measure Descriptions'!$B$10:$H$46,AN$99,FALSE),\"\"),\"\")","v":""},{"$f":"IF($B156<>\"\",IF(VLOOKUP(Map_Elec_Mid[[#This Row],[Measure]],'Measure Descriptions'!$B$10:$H$46,AO$99,FALSE)<>\"\",VLOOKUP(Map_Elec_Mid[[#This Row],[Measure]],'Measure Descriptions'!$B$10:$H$46,AO$99,FALSE),\"\"),\"\")","v":""},{"$f":"IF($B156<>\"\",IF(INDIRECT(\"Measures!\"&AP$99&$B156)<>\"\",INDIRECT(\"Measures!\"&AP$99&$B156),\"\"),\"\")","v":""},null,null,null,null,null,null,null,null,null,null,null,"","",{"$f":"IF($BA156<>\"\",IF(INDIRECT(\"Measures!\"&BD$99&$BA156)<>\"\",INDIRECT(\"Measures!\"&BD$99&$BA156),\"\"),\"\")","v":""},{"$f":"IF($BA156<>\"\",IF(INDIRECT(\"Measures!\"&BE$99&$BA156)<>\"\",INDIRECT(\"Measures!\"&BE$99&$BA156),\"\"),\"\")","v":""},{"$f":"IF($BA156<>\"\",IF(INDIRECT(\"Measures!\"&BF$99&$BA156)<>\"\",INDIRECT(\"Measures!\"&BF$99&$BA156),\"\"),\"\")","v":""},{"$f":"IF($BA156<>\"\",IF(INDIRECT(\"Measures!\"&BG$99&$BA156)<>\"\",INDIRECT(\"Measures!\"&BG$99&$BA156),\"\"),\"\")","v":""},{"$f":"IF($BA156<>\"\",IF(INDIRECT(\"Measures!\"&BH$99&$BA156)<>\"\",INDIRECT(\"Measures!\"&BH$99&$BA156),\"\"),\"\")","v":""},{"$f":"IF($BA156<>\"\",IF(INDIRECT(\"Measures!\"&BI$99&$BA156)<>\"\",INDIRECT(\"Measures!\"&BI$99&$BA156),\"\"),\"\")","v":""},{"$f":"IF($BA156<>\"\",IF(INDIRECT(\"Measures!\"&BJ$99&$BA156)<>\"\",INDIRECT(\"Measures!\"&BJ$99&$BA156),\"\"),\"\")","v":""},{"$f":"IF($BA156<>\"\",IF(INDIRECT(\"Measures!\"&BK$99&$BA156)<>\"\",INDIRECT(\"Measures!\"&BK$99&$BA156),\"\"),\"\")","v":""},{"$f":"IF($BA156<>\"\",IF(INDIRECT(\"Measures!\"&BL$99&$BA156)<>\"\",INDIRECT(\"Measures!\"&BL$99&$BA156),\"\"),\"\")","v":""},{"$f":"IF($BA156<>\"\",IF(INDIRECT(\"Measures!\"&BM$99&$BA156)<>\"\",INDIRECT(\"Measures!\"&BM$99&$BA156),\"\"),\"\")","v":""},{"$f":"IF($BA156<>\"\",IF(INDIRECT(\"Measures!\"&BN$99&$BA156)<>\"\",INDIRECT(\"Measures!\"&BN$99&$BA156),\"\"),\"\")","v":""},{"$f":"IF($BA156<>\"\",IF(INDIRECT(\"Measures!\"&BO$99&$BA156)<>\"\",INDIRECT(\"Measures!\"&BO$99&$BA156),\"\"),\"\")","v":""},{"$f":"IF($BA156<>\"\",IF(INDIRECT(\"Measures!\"&BP$99&$BA156)<>\"\",INDIRECT(\"Measures!\"&BP$99&$BA156),\"\"),\"\")","v":""},{"$f":"IF($BA156<>\"\",IF(INDIRECT(\"Measures!\"&BQ$99&$BA156)<>\"\",INDIRECT(\"Measures!\"&BQ$99&$BA156),\"\"),\"\")","v":""},{"$f":"IF($BA156<>\"\",IF(INDIRECT(\"Measures!\"&BR$99&$BA156)<>\"\",INDIRECT(\"Measures!\"&BR$99&$BA156),\"\"),\"\")","v":""},{"$f":"IF($BA156<>\"\",IF(INDIRECT(\"Measures!\"&BS$99&$BA156)<>\"\",INDIRECT(\"Measures!\"&BS$99&$BA156),\"\"),\"\")","v":""},{"$f":"IF($BA156<>\"\",IF(INDIRECT(\"Measures!\"&BT$99&$BA156)<>\"\",INDIRECT(\"Measures!\"&BT$99&$BA156),\"\"),\"\")","v":""},{"$f":"IF($BA156<>\"\",IF(INDIRECT(\"Measures!\"&BU$99&$BA156)<>\"\",INDIRECT(\"Measures!\"&BU$99&$BA156),\"\"),\"\")","v":""},{"$f":"IF($BA156<>\"\",IF(INDIRECT(\"Measures!\"&BV$99&$BA156)<>\"\",INDIRECT(\"Measures!\"&BV$99&$BA156),\"\"),\"\")","v":""},{"$f":"IF($BA156<>\"\",IF(INDIRECT(\"Measures!\"&BW$99&$BA156)<>\"\",INDIRECT(\"Measures!\"&BW$99&$BA156),\"\"),\"\")","v":""},{"$f":"IF($BA156<>\"\",IF(INDIRECT(\"Measures!\"&BX$99&$BA156)<>\"\",INDIRECT(\"Measures!\"&BX$99&$BA156),\"\"),\"\")","v":""},{"$f":"IF($BA156<>\"\",IF(INDIRECT(\"Measures!\"&BY$99&$BA156)<>\"\",INDIRECT(\"Measures!\"&BY$99&$BA156),\"\"),\"\")","v":""},{"$f":"IF($BA156<>\"\",IF(INDIRECT(\"Measures!\"&BZ$99&$BA156)<>\"\",INDIRECT(\"Measures!\"&BZ$99&$BA156),\"\"),\"\")","v":""},{"$f":"IF($BA156<>\"\",IF(INDIRECT(\"Measures!\"&CA$99&$BA156)<>\"\",INDIRECT(\"Measures!\"&CA$99&$BA156),\"\"),\"\")","v":""},{"$f":"IF($BA156<>\"\",IF(INDIRECT(\"Measures!\"&CB$99&$BA156)<>\"\",INDIRECT(\"Measures!\"&CB$99&$BA156),\"\"),\"\")","v":""},{"$f":"IF($BA156<>\"\",IF(INDIRECT(\"Measures!\"&CC$99&$BA156)<>\"\",INDIRECT(\"Measures!\"&CC$99&$BA156),\"\"),\"\")","v":""},{"$f":"IF($BA156<>\"\",IF(INDIRECT(\"Measures!\"&CD$99&$BA156)<>\"\",INDIRECT(\"Measures!\"&CD$99&$BA156),\"\"),\"\")","v":""},{"$f":"IF($BA156<>\"\",IF(INDIRECT(\"Measures!\"&CE$99&$BA156)<>\"\",INDIRECT(\"Measures!\"&CE$99&$BA156),\"\"),\"\")","v":""},{"$f":"IF($BA156<>\"\",IF(INDIRECT(\"Measures!\"&CF$99&$BA156)<>\"\",INDIRECT(\"Measures!\"&CF$99&$BA156),\"\"),\"\")","v":""},{"$f":"IF($BA156<>\"\",IF(INDIRECT(\"Measures!\"&CG$99&$BA156)<>\"\",INDIRECT(\"Measures!\"&CG$99&$BA156),\"\"),\"\")","v":""},{"$f":"INDEX('Measure Descriptions'!$A$10:$A$46,MATCH(Map_Gas_Mid[[#This Row],[Measure]],'Measure Descriptions'!$B$10:$B$46,0))","v":""},{"$f":"IF($BA156<>\"\",IF(VLOOKUP(Map_Gas_Mid[[#This Row],[Measure]],'Measure Descriptions'!$B$10:$H$46,CI$99,FALSE)<>\"\",VLOOKUP(Map_Gas_Mid[[#This Row],[Measure]],'Measure Descriptions'!$B$10:$H$46,CI$99,FALSE),\"\"),\"\")","v":""},{"$f":"IF($BA156<>\"\",IF(VLOOKUP(Map_Gas_Mid[[#This Row],[Measure]],'Measure Descriptions'!$B$10:$H$46,CJ$99,FALSE)<>\"\",VLOOKUP(Map_Gas_Mid[[#This Row],[Measure]],'Measure Descriptions'!$B$10:$H$46,CJ$99,FALSE),\"\"),\"\")","v":""},{"$f":"IF($BA156<>\"\",IF(VLOOKUP(Map_Gas_Mid[[#This Row],[Measure]],'Measure Descriptions'!$B$10:$H$46,CK$99,FALSE)<>\"\",VLOOKUP(Map_Gas_Mid[[#This Row],[Measure]],'Measure Descriptions'!$B$10:$H$46,CK$99,FALSE),\"\"),\"\")","v":""},{"$f":"IF($BA156<>\"\",IF(VLOOKUP(Map_Gas_Mid[[#This Row],[Measure]],'Measure Descriptions'!$B$10:$H$46,CL$99,FALSE)<>\"\",VLOOKUP(Map_Gas_Mid[[#This Row],[Measure]],'Measure Descriptions'!$B$10:$H$46,CL$99,FALSE),\"\"),\"\")","v":""},{"$f":"IF($BA156<>\"\",IF(VLOOKUP(Map_Gas_Mid[[#This Row],[Measure]],'Measure Descriptions'!$B$10:$H$46,CM$99,FALSE)<>\"\",VLOOKUP(Map_Gas_Mid[[#This Row],[Measure]],'Measure Descriptions'!$B$10:$H$46,CM$99,FALSE),\"\"),\"\")","v":""},{"$f":"IF($BA156<>\"\",IF(VLOOKUP(Map_Gas_Mid[[#This Row],[Measure]],'Measure Descriptions'!$B$10:$H$46,CN$99,FALSE)<>\"\",VLOOKUP(Map_Gas_Mid[[#This Row],[Measure]],'Measure Descriptions'!$B$10:$H$46,CN$99,FALSE),\"\"),\"\")","v":""},{"$f":"IF($BA156<>\"\",IF(INDIRECT(\"Measures!\"&CO$99&$BA156)<>\"\",INDIRECT(\"Measures!\"&CO$99&$BA156),\"\"),\"\")","v":""}]
[null,null,"","",{"$f":"IF($B157<>\"\",IF(INDIRECT(\"Measures!\"&E$99&$B157)<>\"\",INDIRECT(\"Measures!\"&E$99&$B157),\"\"),\"\")","v":""},{"$f":"IF($B157<>\"\",IF(INDIRECT(\"Measures!\"&F$99&$B157)<>\"\",INDIRECT(\"Measures!\"&F$99&$B157),\"\"),\"\")","v":""},{"$f":"IF($B157<>\"\",IF(INDIRECT(\"Measures!\"&G$99&$B157)<>\"\",INDIRECT(\"Measures!\"&G$99&$B157),\"\"),\"\")","v":""},{"$f":"IF($B157<>\"\",IF(INDIRECT(\"Measures!\"&H$99&$B157)<>\"\",INDIRECT(\"Measures!\"&H$99&$B157),\"\"),\"\")","v":""},{"$f":"IF($B157<>\"\",IF(INDIRECT(\"Measures!\"&I$99&$B157)<>\"\",INDIRECT(\"Measures!\"&I$99&$B157),\"\"),\"\")","v":""},{"$f":"IF($B157<>\"\",IF(INDIRECT(\"Measures!\"&J$99&$B157)<>\"\",INDIRECT(\"Measures!\"&J$99&$B157),\"\"),\"\")","v":""},{"$f":"IF($B157<>\"\",IF(INDIRECT(\"Measures!\"&K$99&$B157)<>\"\",INDIRECT(\"Measures!\"&K$99&$B157),\"\"),\"\")","v":""},{"$f":"IF($B157<>\"\",IF(INDIRECT(\"Measures!\"&L$99&$B157)<>\"\",INDIRECT(\"Measures!\"&L$99&$B157),\"\"),\"\")","v":""},{"$f":"IF($B157<>\"\",IF(INDIRECT(\"Measures!\"&M$99&$B157)<>\"\",INDIRECT(\"Measures!\"&M$99&$B157),\"\"),\"\")","v":""},{"$f":"IF($B157<>\"\",IF(INDIRECT(\"Measures!\"&N$99&$B157)<>\"\",INDIRECT(\"Measures!\"&N$99&$B157),\"\"),\"\")","v":""},{"$f":"IF($B157<>\"\",IF(INDIRECT(\"Measures!\"&O$99&$B157)<>\"\",INDIRECT(\"Measures!\"&O$99&$B157),\"\"),\"\")","v":""},{"$f":"IF($B157<>\"\",IF(INDIRECT(\"Measures!\"&P$99&$B157)<>\"\",INDIRECT(\"Measures!\"&P$99&$B157),\"\"),\"\")","v":""},{"$f":"IF($B157<>\"\",IF(INDIRECT(\"Measures!\"&Q$99&$B157)<>\"\",INDIRECT(\"Measures!\"&Q$99&$B157),\"\"),\"\")","v":""},{"$f":"IF($B157<>\"\",IF(INDIRECT(\"Measures!\"&R$99&$B157)<>\"\",INDIRECT(\"Measures!\"&R$99&$B157),\"\"),\"\")","v":""},{"$f":"IF($B157<>\"\",IF(INDIRECT(\"Measures!\"&S$99&$B157)<>\"\",INDIRECT(\"Measures!\"&S$99&$B157),\"\"),\"\")","v":""},{"$f":"IF($B157<>\"\",IF(INDIRECT(\"Measures!\"&T$99&$B157)<>\"\",INDIRECT(\"Measures!\"&T$99&$B157),\"\"),\"\")","v":""},{"$f":"IF($B157<>\"\",IF(INDIRECT(\"Measures!\"&U$99&$B157)<>\"\",INDIRECT(\"Measures!\"&U$99&$B157),\"\"),\"\")","v":""},{"$f":"IF($B157<>\"\",IF(INDIRECT(\"Measures!\"&V$99&$B157)<>\"\",INDIRECT(\"Measures!\"&V$99&$B157),\"\"),\"\")","v":""},{"$f":"IF($B157<>\"\",IF(INDIRECT(\"Measures!\"&W$99&$B157)<>\"\",INDIRECT(\"Measures!\"&W$99&$B157),\"\"),\"\")","v":""},{"$f":"IF($B157<>\"\",IF(INDIRECT(\"Measures!\"&X$99&$B157)<>\"\",INDIRECT(\"Measures!\"&X$99&$B157),\"\"),\"\")","v":""},{"$f":"IF($B157<>\"\",IF(INDIRECT(\"Measures!\"&Y$99&$B157)<>\"\",INDIRECT(\"Measures!\"&Y$99&$B157),\"\"),\"\")","v":""},{"$f":"IF($B157<>\"\",IF(INDIRECT(\"Measures!\"&Z$99&$B157)<>\"\",INDIRECT(\"Measures!\"&Z$99&$B157),\"\"),\"\")","v":""},{"$f":"IF($B157<>\"\",IF(INDIRECT(\"Measures!\"&AA$99&$B157)<>\"\",INDIRECT(\"Measures!\"&AA$99&$B157),\"\"),\"\")","v":""},{"$f":"IF($B157<>\"\",IF(INDIRECT(\"Measures!\"&AB$99&$B157)<>\"\",INDIRECT(\"Measures!\"&AB$99&$B157),\"\"),\"\")","v":""},{"$f":"IF($B157<>\"\",IF(INDIRECT(\"Measures!\"&AC$99&$B157)<>\"\",INDIRECT(\"Measures!\"&AC$99&$B157),\"\"),\"\")","v":""},{"$f":"IF($B157<>\"\",IF(INDIRECT(\"Measures!\"&AD$99&$B157)<>\"\",INDIRECT(\"Measures!\"&AD$99&$B157),\"\"),\"\")","v":""},{"$f":"IF($B157<>\"\",IF(INDIRECT(\"Measures!\"&AE$99&$B157)<>\"\",INDIRECT(\"Measures!\"&AE$99&$B157),\"\"),\"\")","v":""},{"$f":"IF($B157<>\"\",IF(INDIRECT(\"Measures!\"&AF$99&$B157)<>\"\",INDIRECT(\"Measures!\"&AF$99&$B157),\"\"),\"\")","v":""},{"$f":"IF($B157<>\"\",IF(INDIRECT(\"Measures!\"&AG$99&$B157)<>\"\",INDIRECT(\"Measures!\"&AG$99&$B157),\"\"),\"\")","v":""},{"$f":"IF($B157<>\"\",IF(INDIRECT(\"Measures!\"&AH$99&$B157)<>\"\",INDIRECT(\"Measures!\"&AH$99&$B157),\"\"),\"\")","v":""},{"$f":"INDEX('Measure Descriptions'!$A$10:$A$46,MATCH(Map_Elec_Mid[[#This Row],[Measure]],'Measure Descriptions'!$B$10:$B$46,0))","v":""},{"$f":"IF($B157<>\"\",IF(VLOOKUP(Map_Elec_Mid[[#This Row],[Measure]],'Measure Descriptions'!$B$10:$H$46,AJ$99,FALSE)<>\"\",VLOOKUP(Map_Elec_Mid[[#This Row],[Measure]],'Measure Descriptions'!$B$10:$H$46,AJ$99,FALSE),\"\"),\"\")","v":""},{"$f":"IF($B157<>\"\",IF(VLOOKUP(Map_Elec_Mid[[#This Row],[Measure]],'Measure Descriptions'!$B$10:$H$46,AK$99,FALSE)<>\"\",VLOOKUP(Map_Elec_Mid[[#This Row],[Measure]],'Measure Descriptions'!$B$10:$H$46,AK$99,FALSE),\"\"),\"\")","v":""},{"$f":"IF($B157<>\"\",IF(VLOOKUP(Map_Elec_Mid[[#This Row],[Measure]],'Measure Descriptions'!$B$10:$H$46,AL$99,FALSE)<>\"\",VLOOKUP(Map_Elec_Mid[[#This Row],[Measure]],'Measure Descriptions'!$B$10:$H$46,AL$99,FALSE),\"\"),\"\")","v":""},{"$f":"IF($B157<>\"\",IF(VLOOKUP(Map_Elec_Mid[[#This Row],[Measure]],'Measure Descriptions'!$B$10:$H$46,AM$99,FALSE)<>\"\",VLOOKUP(Map_Elec_Mid[[#This Row],[Measure]],'Measure Descriptions'!$B$10:$H$46,AM$99,FALSE),\"\"),\"\")","v":""},{"$f":"IF($B157<>\"\",IF(VLOOKUP(Map_Elec_Mid[[#This Row],[Measure]],'Measure Descriptions'!$B$10:$H$46,AN$99,FALSE)<>\"\",VLOOKUP(Map_Elec_Mid[[#This Row],[Measure]],'Measure Descriptions'!$B$10:$H$46,AN$99,FALSE),\"\"),\"\")","v":""},{"$f":"IF($B157<>\"\",IF(VLOOKUP(Map_Elec_Mid[[#This Row],[Measure]],'Measure Descriptions'!$B$10:$H$46,AO$99,FALSE)<>\"\",VLOOKUP(Map_Elec_Mid[[#This Row],[Measure]],'Measure Descriptions'!$B$10:$H$46,AO$99,FALSE),\"\"),\"\")","v":""},{"$f":"IF($B157<>\"\",IF(INDIRECT(\"Measures!\"&AP$99&$B157)<>\"\",INDIRECT(\"Measures!\"&AP$99&$B157),\"\"),\"\")","v":""},null,null,null,null,null,null,null,null,null,null,null,"","",{"$f":"IF($BA157<>\"\",IF(INDIRECT(\"Measures!\"&BD$99&$BA157)<>\"\",INDIRECT(\"Measures!\"&BD$99&$BA157),\"\"),\"\")","v":""},{"$f":"IF($BA157<>\"\",IF(INDIRECT(\"Measures!\"&BE$99&$BA157)<>\"\",INDIRECT(\"Measures!\"&BE$99&$BA157),\"\"),\"\")","v":""},{"$f":"IF($BA157<>\"\",IF(INDIRECT(\"Measures!\"&BF$99&$BA157)<>\"\",INDIRECT(\"Measures!\"&BF$99&$BA157),\"\"),\"\")","v":""},{"$f":"IF($BA157<>\"\",IF(INDIRECT(\"Measures!\"&BG$99&$BA157)<>\"\",INDIRECT(\"Measures!\"&BG$99&$BA157),\"\"),\"\")","v":""},{"$f":"IF($BA157<>\"\",IF(INDIRECT(\"Measures!\"&BH$99&$BA157)<>\"\",INDIRECT(\"Measures!\"&BH$99&$BA157),\"\"),\"\")","v":""},{"$f":"IF($BA157<>\"\",IF(INDIRECT(\"Measures!\"&BI$99&$BA157)<>\"\",INDIRECT(\"Measures!\"&BI$99&$BA157),\"\"),\"\")","v":""},{"$f":"IF($BA157<>\"\",IF(INDIRECT(\"Measures!\"&BJ$99&$BA157)<>\"\",INDIRECT(\"Measures!\"&BJ$99&$BA157),\"\"),\"\")","v":""},{"$f":"IF($BA157<>\"\",IF(INDIRECT(\"Measures!\"&BK$99&$BA157)<>\"\",INDIRECT(\"Measures!\"&BK$99&$BA157),\"\"),\"\")","v":""},{"$f":"IF($BA157<>\"\",IF(INDIRECT(\"Measures!\"&BL$99&$BA157)<>\"\",INDIRECT(\"Measures!\"&BL$99&$BA157),\"\"),\"\")","v":""},{"$f":"IF($BA157<>\"\",IF(INDIRECT(\"Measures!\"&BM$99&$BA157)<>\"\",INDIRECT(\"Measures!\"&BM$99&$BA157),\"\"),\"\")","v":""},{"$f":"IF($BA157<>\"\",IF(INDIRECT(\"Measures!\"&BN$99&$BA157)<>\"\",INDIRECT(\"Measures!\"&BN$99&$BA157),\"\"),\"\")","v":""},{"$f":"IF($BA157<>\"\",IF(INDIRECT(\"Measures!\"&BO$99&$BA157)<>\"\",INDIRECT(\"Measures!\"&BO$99&$BA157),\"\"),\"\")","v":""},{"$f":"IF($BA157<>\"\",IF(INDIRECT(\"Measures!\"&BP$99&$BA157)<>\"\",INDIRECT(\"Measures!\"&BP$99&$BA157),\"\"),\"\")","v":""},{"$f":"IF($BA157<>\"\",IF(INDIRECT(\"Measures!\"&BQ$99&$BA157)<>\"\",INDIRECT(\"Measures!\"&BQ$99&$BA157),\"\"),\"\")","v":""},{"$f":"IF($BA157<>\"\",IF(INDIRECT(\"Measures!\"&BR$99&$BA157)<>\"\",INDIRECT(\"Measures!\"&BR$99&$BA157),\"\"),\"\")","v":""},{"$f":"IF($BA157<>\"\",IF(INDIRECT(\"Measures!\"&BS$99&$BA157)<>\"\",INDIRECT(\"Measures!\"&BS$99&$BA157),\"\"),\"\")","v":""},{"$f":"IF($BA157<>\"\",IF(INDIRECT(\"Measures!\"&BT$99&$BA157)<>\"\",INDIRECT(\"Measures!\"&BT$99&$BA157),\"\"),\"\")","v":""},{"$f":"IF($BA157<>\"\",IF(INDIRECT(\"Measures!\"&BU$99&$BA157)<>\"\",INDIRECT(\"Measures!\"&BU$99&$BA157),\"\"),\"\")","v":""},{"$f":"IF($BA157<>\"\",IF(INDIRECT(\"Measures!\"&BV$99&$BA157)<>\"\",INDIRECT(\"Measures!\"&BV$99&$BA157),\"\"),\"\")","v":""},{"$f":"IF($BA157<>\"\",IF(INDIRECT(\"Measures!\"&BW$99&$BA157)<>\"\",INDIRECT(\"Measures!\"&BW$99&$BA157),\"\"),\"\")","v":""},{"$f":"IF($BA157<>\"\",IF(INDIRECT(\"Measures!\"&BX$99&$BA157)<>\"\",INDIRECT(\"Measures!\"&BX$99&$BA157),\"\"),\"\")","v":""},{"$f":"IF($BA157<>\"\",IF(INDIRECT(\"Measures!\"&BY$99&$BA157)<>\"\",INDIRECT(\"Measures!\"&BY$99&$BA157),\"\"),\"\")","v":""},{"$f":"IF($BA157<>\"\",IF(INDIRECT(\"Measures!\"&BZ$99&$BA157)<>\"\",INDIRECT(\"Measures!\"&BZ$99&$BA157),\"\"),\"\")","v":""},{"$f":"IF($BA157<>\"\",IF(INDIRECT(\"Measures!\"&CA$99&$BA157)<>\"\",INDIRECT(\"Measures!\"&CA$99&$BA157),\"\"),\"\")","v":""},{"$f":"IF($BA157<>\"\",IF(INDIRECT(\"Measures!\"&CB$99&$BA157)<>\"\",INDIRECT(\"Measures!\"&CB$99&$BA157),\"\"),\"\")","v":""},{"$f":"IF($BA157<>\"\",IF(INDIRECT(\"Measures!\"&CC$99&$BA157)<>\"\",INDIRECT(\"Measures!\"&CC$99&$BA157),\"\"),\"\")","v":""},{"$f":"IF($BA157<>\"\",IF(INDIRECT(\"Measures!\"&CD$99&$BA157)<>\"\",INDIRECT(\"Measures!\"&CD$99&$BA157),\"\"),\"\")","v":""},{"$f":"IF($BA157<>\"\",IF(INDIRECT(\"Measures!\"&CE$99&$BA157)<>\"\",INDIRECT(\"Measures!\"&CE$99&$BA157),\"\"),\"\")","v":""},{"$f":"IF($BA157<>\"\",IF(INDIRECT(\"Measures!\"&CF$99&$BA157)<>\"\",INDIRECT(\"Measures!\"&CF$99&$BA157),\"\"),\"\")","v":""},{"$f":"IF($BA157<>\"\",IF(INDIRECT(\"Measures!\"&CG$99&$BA157)<>\"\",INDIRECT(\"Measures!\"&CG$99&$BA157),\"\"),\"\")","v":""},{"$f":"INDEX('Measure Descriptions'!$A$10:$A$46,MATCH(Map_Gas_Mid[[#This Row],[Measure]],'Measure Descriptions'!$B$10:$B$46,0))","v":""},{"$f":"IF($BA157<>\"\",IF(VLOOKUP(Map_Gas_Mid[[#This Row],[Measure]],'Measure Descriptions'!$B$10:$H$46,CI$99,FALSE)<>\"\",VLOOKUP(Map_Gas_Mid[[#This Row],[Measure]],'Measure Descriptions'!$B$10:$H$46,CI$99,FALSE),\"\"),\"\")","v":""},{"$f":"IF($BA157<>\"\",IF(VLOOKUP(Map_Gas_Mid[[#This Row],[Measure]],'Measure Descriptions'!$B$10:$H$46,CJ$99,FALSE)<>\"\",VLOOKUP(Map_Gas_Mid[[#This Row],[Measure]],'Measure Descriptions'!$B$10:$H$46,CJ$99,FALSE),\"\"),\"\")","v":""},{"$f":"IF($BA157<>\"\",IF(VLOOKUP(Map_Gas_Mid[[#This Row],[Measure]],'Measure Descriptions'!$B$10:$H$46,CK$99,FALSE)<>\"\",VLOOKUP(Map_Gas_Mid[[#This Row],[Measure]],'Measure Descriptions'!$B$10:$H$46,CK$99,FALSE),\"\"),\"\")","v":""},{"$f":"IF($BA157<>\"\",IF(VLOOKUP(Map_Gas_Mid[[#This Row],[Measure]],'Measure Descriptions'!$B$10:$H$46,CL$99,FALSE)<>\"\",VLOOKUP(Map_Gas_Mid[[#This Row],[Measure]],'Measure Descriptions'!$B$10:$H$46,CL$99,FALSE),\"\"),\"\")","v":""},{"$f":"IF($BA157<>\"\",IF(VLOOKUP(Map_Gas_Mid[[#This Row],[Measure]],'Measure Descriptions'!$B$10:$H$46,CM$99,FALSE)<>\"\",VLOOKUP(Map_Gas_Mid[[#This Row],[Measure]],'Measure Descriptions'!$B$10:$H$46,CM$99,FALSE),\"\"),\"\")","v":""},{"$f":"IF($BA157<>\"\",IF(VLOOKUP(Map_Gas_Mid[[#This Row],[Measure]],'Measure Descriptions'!$B$10:$H$46,CN$99,FALSE)<>\"\",VLOOKUP(Map_Gas_Mid[[#This Row],[Measure]],'Measure Descriptions'!$B$10:$H$46,CN$99,FALSE),\"\"),\"\")","v":""},{"$f":"IF($BA157<>\"\",IF(INDIRECT(\"Measures!\"&CO$99&$BA157)<>\"\",INDIRECT(\"Measures!\"&CO$99&$BA157),\"\"),\"\")","v":""}]
[null,null,"","",{"$f":"IF($B158<>\"\",IF(INDIRECT(\"Measures!\"&E$99&$B158)<>\"\",INDIRECT(\"Measures!\"&E$99&$B158),\"\"),\"\")","v":""},{"$f":"IF($B158<>\"\",IF(INDIRECT(\"Measures!\"&F$99&$B158)<>\"\",INDIRECT(\"Measures!\"&F$99&$B158),\"\"),\"\")","v":""},{"$f":"IF($B158<>\"\",IF(INDIRECT(\"Measures!\"&G$99&$B158)<>\"\",INDIRECT(\"Measures!\"&G$99&$B158),\"\"),\"\")","v":""},{"$f":"IF($B158<>\"\",IF(INDIRECT(\"Measures!\"&H$99&$B158)<>\"\",INDIRECT(\"Measures!\"&H$99&$B158),\"\"),\"\")","v":""},{"$f":"IF($B158<>\"\",IF(INDIRECT(\"Measures!\"&I$99&$B158)<>\"\",INDIRECT(\"Measures!\"&I$99&$B158),\"\"),\"\")","v":""},{"$f":"IF($B158<>\"\",IF(INDIRECT(\"Measures!\"&J$99&$B158)<>\"\",INDIRECT(\"Measures!\"&J$99&$B158),\"\"),\"\")","v":""},{"$f":"IF($B158<>\"\",IF(INDIRECT(\"Measures!\"&K$99&$B158)<>\"\",INDIRECT(\"Measures!\"&K$99&$B158),\"\"),\"\")","v":""},{"$f":"IF($B158<>\"\",IF(INDIRECT(\"Measures!\"&L$99&$B158)<>\"\",INDIRECT(\"Measures!\"&L$99&$B158),\"\"),\"\")","v":""},{"$f":"IF($B158<>\"\",IF(INDIRECT(\"Measures!\"&M$99&$B158)<>\"\",INDIRECT(\"Measures!\"&M$99&$B158),\"\"),\"\")","v":""},{"$f":"IF($B158<>\"\",IF(INDIRECT(\"Measures!\"&N$99&$B158)<>\"\",INDIRECT(\"Measures!\"&N$99&$B158),\"\"),\"\")","v":""},{"$f":"IF($B158<>\"\",IF(INDIRECT(\"Measures!\"&O$99&$B158)<>\"\",INDIRECT(\"Measures!\"&O$99&$B158),\"\"),\"\")","v":""},{"$f":"IF($B158<>\"\",IF(INDIRECT(\"Measures!\"&P$99&$B158)<>\"\",INDIRECT(\"Measures!\"&P$99&$B158),\"\"),\"\")","v":""},{"$f":"IF($B158<>\"\",IF(INDIRECT(\"Measures!\"&Q$99&$B158)<>\"\",INDIRECT(\"Measures!\"&Q$99&$B158),\"\"),\"\")","v":""},{"$f":"IF($B158<>\"\",IF(INDIRECT(\"Measures!\"&R$99&$B158)<>\"\",INDIRECT(\"Measures!\"&R$99&$B158),\"\"),\"\")","v":""},{"$f":"IF($B158<>\"\",IF(INDIRECT(\"Measures!\"&S$99&$B158)<>\"\",INDIRECT(\"Measures!\"&S$99&$B158),\"\"),\"\")","v":""},{"$f":"IF($B158<>\"\",IF(INDIRECT(\"Measures!\"&T$99&$B158)<>\"\",INDIRECT(\"Measures!\"&T$99&$B158),\"\"),\"\")","v":""},{"$f":"IF($B158<>\"\",IF(INDIRECT(\"Measures!\"&U$99&$B158)<>\"\",INDIRECT(\"Measures!\"&U$99&$B158),\"\"),\"\")","v":""},{"$f":"IF($B158<>\"\",IF(INDIRECT(\"Measures!\"&V$99&$B158)<>\"\",INDIRECT(\"Measures!\"&V$99&$B158),\"\"),\"\")","v":""},{"$f":"IF($B158<>\"\",IF(INDIRECT(\"Measures!\"&W$99&$B158)<>\"\",INDIRECT(\"Measures!\"&W$99&$B158),\"\"),\"\")","v":""},{"$f":"IF($B158<>\"\",IF(INDIRECT(\"Measures!\"&X$99&$B158)<>\"\",INDIRECT(\"Measures!\"&X$99&$B158),\"\"),\"\")","v":""},{"$f":"IF($B158<>\"\",IF(INDIRECT(\"Measures!\"&Y$99&$B158)<>\"\",INDIRECT(\"Measures!\"&Y$99&$B158),\"\"),\"\")","v":""},{"$f":"IF($B158<>\"\",IF(INDIRECT(\"Measures!\"&Z$99&$B158)<>\"\",INDIRECT(\"Measures!\"&Z$99&$B158),\"\"),\"\")","v":""},{"$f":"IF($B158<>\"\",IF(INDIRECT(\"Measures!\"&AA$99&$B158)<>\"\",INDIRECT(\"Measures!\"&AA$99&$B158),\"\"),\"\")","v":""},{"$f":"IF($B158<>\"\",IF(INDIRECT(\"Measures!\"&AB$99&$B158)<>\"\",INDIRECT(\"Measures!\"&AB$99&$B158),\"\"),\"\")","v":""},{"$f":"IF($B158<>\"\",IF(INDIRECT(\"Measures!\"&AC$99&$B158)<>\"\",INDIRECT(\"Measures!\"&AC$99&$B158),\"\"),\"\")","v":""},{"$f":"IF($B158<>\"\",IF(INDIRECT(\"Measures!\"&AD$99&$B158)<>\"\",INDIRECT(\"Measures!\"&AD$99&$B158),\"\"),\"\")","v":""},{"$f":"IF($B158<>\"\",IF(INDIRECT(\"Measures!\"&AE$99&$B158)<>\"\",INDIRECT(\"Measures!\"&AE$99&$B158),\"\"),\"\")","v":""},{"$f":"IF($B158<>\"\",IF(INDIRECT(\"Measures!\"&AF$99&$B158)<>\"\",INDIRECT(\"Measures!\"&AF$99&$B158),\"\"),\"\")","v":""},{"$f":"IF($B158<>\"\",IF(INDIRECT(\"Measures!\"&AG$99&$B158)<>\"\",INDIRECT(\"Measures!\"&AG$99&$B158),\"\"),\"\")","v":""},{"$f":"IF($B158<>\"\",IF(INDIRECT(\"Measures!\"&AH$99&$B158)<>\"\",INDIRECT(\"Measures!\"&AH$99&$B158),\"\"),\"\")","v":""},{"$f":"INDEX('Measure Descriptions'!$A$10:$A$46,MATCH(Map_Elec_Mid[[#This Row],[Measure]],'Measure Descriptions'!$B$10:$B$46,0))","v":""},{"$f":"IF($B158<>\"\",IF(VLOOKUP(Map_Elec_Mid[[#This Row],[Measure]],'Measure Descriptions'!$B$10:$H$46,AJ$99,FALSE)<>\"\",VLOOKUP(Map_Elec_Mid[[#This Row],[Measure]],'Measure Descriptions'!$B$10:$H$46,AJ$99,FALSE),\"\"),\"\")","v":""},{"$f":"IF($B158<>\"\",IF(VLOOKUP(Map_Elec_Mid[[#This Row],[Measure]],'Measure Descriptions'!$B$10:$H$46,AK$99,FALSE)<>\"\",VLOOKUP(Map_Elec_Mid[[#This Row],[Measure]],'Measure Descriptions'!$B$10:$H$46,AK$99,FALSE),\"\"),\"\")","v":""},{"$f":"IF($B158<>\"\",IF(VLOOKUP(Map_Elec_Mid[[#This Row],[Measure]],'Measure Descriptions'!$B$10:$H$46,AL$99,FALSE)<>\"\",VLOOKUP(Map_Elec_Mid[[#This Row],[Measure]],'Measure Descriptions'!$B$10:$H$46,AL$99,FALSE),\"\"),\"\")","v":""},{"$f":"IF($B158<>\"\",IF(VLOOKUP(Map_Elec_Mid[[#This Row],[Measure]],'Measure Descriptions'!$B$10:$H$46,AM$99,FALSE)<>\"\",VLOOKUP(Map_Elec_Mid[[#This Row],[Measure]],'Measure Descriptions'!$B$10:$H$46,AM$99,FALSE),\"\"),\"\")","v":""},{"$f":"IF($B158<>\"\",IF(VLOOKUP(Map_Elec_Mid[[#This Row],[Measure]],'Measure Descriptions'!$B$10:$H$46,AN$99,FALSE)<>\"\",VLOOKUP(Map_Elec_Mid[[#This Row],[Measure]],'Measure Descriptions'!$B$10:$H$46,AN$99,FALSE),\"\"),\"\")","v":""},{"$f":"IF($B158<>\"\",IF(VLOOKUP(Map_Elec_Mid[[#This Row],[Measure]],'Measure Descriptions'!$B$10:$H$46,AO$99,FALSE)<>\"\",VLOOKUP(Map_Elec_Mid[[#This Row],[Measure]],'Measure Descriptions'!$B$10:$H$46,AO$99,FALSE),\"\"),\"\")","v":""},{"$f":"IF($B158<>\"\",IF(INDIRECT(\"Measures!\"&AP$99&$B158)<>\"\",INDIRECT(\"Measures!\"&AP$99&$B158),\"\"),\"\")","v":""},null,null,null,null,null,null,null,null,null,null,null,"","",{"$f":"IF($BA158<>\"\",IF(INDIRECT(\"Measures!\"&BD$99&$BA158)<>\"\",INDIRECT(\"Measures!\"&BD$99&$BA158),\"\"),\"\")","v":""},{"$f":"IF($BA158<>\"\",IF(INDIRECT(\"Measures!\"&BE$99&$BA158)<>\"\",INDIRECT(\"Measures!\"&BE$99&$BA158),\"\"),\"\")","v":""},{"$f":"IF($BA158<>\"\",IF(INDIRECT(\"Measures!\"&BF$99&$BA158)<>\"\",INDIRECT(\"Measures!\"&BF$99&$BA158),\"\"),\"\")","v":""},{"$f":"IF($BA158<>\"\",IF(INDIRECT(\"Measures!\"&BG$99&$BA158)<>\"\",INDIRECT(\"Measures!\"&BG$99&$BA158),\"\"),\"\")","v":""},{"$f":"IF($BA158<>\"\",IF(INDIRECT(\"Measures!\"&BH$99&$BA158)<>\"\",INDIRECT(\"Measures!\"&BH$99&$BA158),\"\"),\"\")","v":""},{"$f":"IF($BA158<>\"\",IF(INDIRECT(\"Measures!\"&BI$99&$BA158)<>\"\",INDIRECT(\"Measures!\"&BI$99&$BA158),\"\"),\"\")","v":""},{"$f":"IF($BA158<>\"\",IF(INDIRECT(\"Measures!\"&BJ$99&$BA158)<>\"\",INDIRECT(\"Measures!\"&BJ$99&$BA158),\"\"),\"\")","v":""},{"$f":"IF($BA158<>\"\",IF(INDIRECT(\"Measures!\"&BK$99&$BA158)<>\"\",INDIRECT(\"Measures!\"&BK$99&$BA158),\"\"),\"\")","v":""},{"$f":"IF($BA158<>\"\",IF(INDIRECT(\"Measures!\"&BL$99&$BA158)<>\"\",INDIRECT(\"Measures!\"&BL$99&$BA158),\"\"),\"\")","v":""},{"$f":"IF($BA158<>\"\",IF(INDIRECT(\"Measures!\"&BM$99&$BA158)<>\"\",INDIRECT(\"Measures!\"&BM$99&$BA158),\"\"),\"\")","v":""},{"$f":"IF($BA158<>\"\",IF(INDIRECT(\"Measures!\"&BN$99&$BA158)<>\"\",INDIRECT(\"Measures!\"&BN$99&$BA158),\"\"),\"\")","v":""},{"$f":"IF($BA158<>\"\",IF(INDIRECT(\"Measures!\"&BO$99&$BA158)<>\"\",INDIRECT(\"Measures!\"&BO$99&$BA158),\"\"),\"\")","v":""},{"$f":"IF($BA158<>\"\",IF(INDIRECT(\"Measures!\"&BP$99&$BA158)<>\"\",INDIRECT(\"Measures!\"&BP$99&$BA158),\"\"),\"\")","v":""},{"$f":"IF($BA158<>\"\",IF(INDIRECT(\"Measures!\"&BQ$99&$BA158)<>\"\",INDIRECT(\"Measures!\"&BQ$99&$BA158),\"\"),\"\")","v":""},{"$f":"IF($BA158<>\"\",IF(INDIRECT(\"Measures!\"&BR$99&$BA158)<>\"\",INDIRECT(\"Measures!\"&BR$99&$BA158),\"\"),\"\")","v":""},{"$f":"IF($BA158<>\"\",IF(INDIRECT(\"Measures!\"&BS$99&$BA158)<>\"\",INDIRECT(\"Measures!\"&BS$99&$BA158),\"\"),\"\")","v":""},{"$f":"IF($BA158<>\"\",IF(INDIRECT(\"Measures!\"&BT$99&$BA158)<>\"\",INDIRECT(\"Measures!\"&BT$99&$BA158),\"\"),\"\")","v":""},{"$f":"IF($BA158<>\"\",IF(INDIRECT(\"Measures!\"&BU$99&$BA158)<>\"\",INDIRECT(\"Measures!\"&BU$99&$BA158),\"\"),\"\")","v":""},{"$f":"IF($BA158<>\"\",IF(INDIRECT(\"Measures!\"&BV$99&$BA158)<>\"\",INDIRECT(\"Measures!\"&BV$99&$BA158),\"\"),\"\")","v":""},{"$f":"IF($BA158<>\"\",IF(INDIRECT(\"Measures!\"&BW$99&$BA158)<>\"\",INDIRECT(\"Measures!\"&BW$99&$BA158),\"\"),\"\")","v":""},{"$f":"IF($BA158<>\"\",IF(INDIRECT(\"Measures!\"&BX$99&$BA158)<>\"\",INDIRECT(\"Measures!\"&BX$99&$BA158),\"\"),\"\")","v":""},{"$f":"IF($BA158<>\"\",IF(INDIRECT(\"Measures!\"&BY$99&$BA158)<>\"\",INDIRECT(\"Measures!\"&BY$99&$BA158),\"\"),\"\")","v":""},{"$f":"IF($BA158<>\"\",IF(INDIRECT(\"Measures!\"&BZ$99&$BA158)<>\"\",INDIRECT(\"Measures!\"&BZ$99&$BA158),\"\"),\"\")","v":""},{"$f":"IF($BA158<>\"\",IF(INDIRECT(\"Measures!\"&CA$99&$BA158)<>\"\",INDIRECT(\"Measures!\"&CA$99&$BA158),\"\"),\"\")","v":""},{"$f":"IF($BA158<>\"\",IF(INDIRECT(\"Measures!\"&CB$99&$BA158)<>\"\",INDIRECT(\"Measures!\"&CB$99&$BA158),\"\"),\"\")","v":""},{"$f":"IF($BA158<>\"\",IF(INDIRECT(\"Measures!\"&CC$99&$BA158)<>\"\",INDIRECT(\"Measures!\"&CC$99&$BA158),\"\"),\"\")","v":""},{"$f":"IF($BA158<>\"\",IF(INDIRECT(\"Measures!\"&CD$99&$BA158)<>\"\",INDIRECT(\"Measures!\"&CD$99&$BA158),\"\"),\"\")","v":""},{"$f":"IF($BA158<>\"\",IF(INDIRECT(\"Measures!\"&CE$99&$BA158)<>\"\",INDIRECT(\"Measures!\"&CE$99&$BA158),\"\"),\"\")","v":""},{"$f":"IF($BA158<>\"\",IF(INDIRECT(\"Measures!\"&CF$99&$BA158)<>\"\",INDIRECT(\"Measures!\"&CF$99&$BA158),\"\"),\"\")","v":""},{"$f":"IF($BA158<>\"\",IF(INDIRECT(\"Measures!\"&CG$99&$BA158)<>\"\",INDIRECT(\"Measures!\"&CG$99&$BA158),\"\"),\"\")","v":""},{"$f":"INDEX('Measure Descriptions'!$A$10:$A$46,MATCH(Map_Gas_Mid[[#This Row],[Measure]],'Measure Descriptions'!$B$10:$B$46,0))","v":""},{"$f":"IF($BA158<>\"\",IF(VLOOKUP(Map_Gas_Mid[[#This Row],[Measure]],'Measure Descriptions'!$B$10:$H$46,CI$99,FALSE)<>\"\",VLOOKUP(Map_Gas_Mid[[#This Row],[Measure]],'Measure Descriptions'!$B$10:$H$46,CI$99,FALSE),\"\"),\"\")","v":""},{"$f":"IF($BA158<>\"\",IF(VLOOKUP(Map_Gas_Mid[[#This Row],[Measure]],'Measure Descriptions'!$B$10:$H$46,CJ$99,FALSE)<>\"\",VLOOKUP(Map_Gas_Mid[[#This Row],[Measure]],'Measure Descriptions'!$B$10:$H$46,CJ$99,FALSE),\"\"),\"\")","v":""},{"$f":"IF($BA158<>\"\",IF(VLOOKUP(Map_Gas_Mid[[#This Row],[Measure]],'Measure Descriptions'!$B$10:$H$46,CK$99,FALSE)<>\"\",VLOOKUP(Map_Gas_Mid[[#This Row],[Measure]],'Measure Descriptions'!$B$10:$H$46,CK$99,FALSE),\"\"),\"\")","v":""},{"$f":"IF($BA158<>\"\",IF(VLOOKUP(Map_Gas_Mid[[#This Row],[Measure]],'Measure Descriptions'!$B$10:$H$46,CL$99,FALSE)<>\"\",VLOOKUP(Map_Gas_Mid[[#This Row],[Measure]],'Measure Descriptions'!$B$10:$H$46,CL$99,FALSE),\"\"),\"\")","v":""},{"$f":"IF($BA158<>\"\",IF(VLOOKUP(Map_Gas_Mid[[#This Row],[Measure]],'Measure Descriptions'!$B$10:$H$46,CM$99,FALSE)<>\"\",VLOOKUP(Map_Gas_Mid[[#This Row],[Measure]],'Measure Descriptions'!$B$10:$H$46,CM$99,FALSE),\"\"),\"\")","v":""},{"$f":"IF($BA158<>\"\",IF(VLOOKUP(Map_Gas_Mid[[#This Row],[Measure]],'Measure Descriptions'!$B$10:$H$46,CN$99,FALSE)<>\"\",VLOOKUP(Map_Gas_Mid[[#This Row],[Measure]],'Measure Descriptions'!$B$10:$H$46,CN$99,FALSE),\"\"),\"\")","v":""},{"$f":"IF($BA158<>\"\",IF(INDIRECT(\"Measures!\"&CO$99&$BA158)<>\"\",INDIRECT(\"Measures!\"&CO$99&$BA158),\"\"),\"\")","v":""}]
[null,null,"","",{"$f":"IF($B159<>\"\",IF(INDIRECT(\"Measures!\"&E$99&$B159)<>\"\",INDIRECT(\"Measures!\"&E$99&$B159),\"\"),\"\")","v":""},{"$f":"IF($B159<>\"\",IF(INDIRECT(\"Measures!\"&F$99&$B159)<>\"\",INDIRECT(\"Measures!\"&F$99&$B159),\"\"),\"\")","v":""},{"$f":"IF($B159<>\"\",IF(INDIRECT(\"Measures!\"&G$99&$B159)<>\"\",INDIRECT(\"Measures!\"&G$99&$B159),\"\"),\"\")","v":""},{"$f":"IF($B159<>\"\",IF(INDIRECT(\"Measures!\"&H$99&$B159)<>\"\",INDIRECT(\"Measures!\"&H$99&$B159),\"\"),\"\")","v":""},{"$f":"IF($B159<>\"\",IF(INDIRECT(\"Measures!\"&I$99&$B159)<>\"\",INDIRECT(\"Measures!\"&I$99&$B159),\"\"),\"\")","v":""},{"$f":"IF($B159<>\"\",IF(INDIRECT(\"Measures!\"&J$99&$B159)<>\"\",INDIRECT(\"Measures!\"&J$99&$B159),\"\"),\"\")","v":""},{"$f":"IF($B159<>\"\",IF(INDIRECT(\"Measures!\"&K$99&$B159)<>\"\",INDIRECT(\"Measures!\"&K$99&$B159),\"\"),\"\")","v":""},{"$f":"IF($B159<>\"\",IF(INDIRECT(\"Measures!\"&L$99&$B159)<>\"\",INDIRECT(\"Measures!\"&L$99&$B159),\"\"),\"\")","v":""},{"$f":"IF($B159<>\"\",IF(INDIRECT(\"Measures!\"&M$99&$B159)<>\"\",INDIRECT(\"Measures!\"&M$99&$B159),\"\"),\"\")","v":""},{"$f":"IF($B159<>\"\",IF(INDIRECT(\"Measures!\"&N$99&$B159)<>\"\",INDIRECT(\"Measures!\"&N$99&$B159),\"\"),\"\")","v":""},{"$f":"IF($B159<>\"\",IF(INDIRECT(\"Measures!\"&O$99&$B159)<>\"\",INDIRECT(\"Measures!\"&O$99&$B159),\"\"),\"\")","v":""},{"$f":"IF($B159<>\"\",IF(INDIRECT(\"Measures!\"&P$99&$B159)<>\"\",INDIRECT(\"Measures!\"&P$99&$B159),\"\"),\"\")","v":""},{"$f":"IF($B159<>\"\",IF(INDIRECT(\"Measures!\"&Q$99&$B159)<>\"\",INDIRECT(\"Measures!\"&Q$99&$B159),\"\"),\"\")","v":""},{"$f":"IF($B159<>\"\",IF(INDIRECT(\"Measures!\"&R$99&$B159)<>\"\",INDIRECT(\"Measures!\"&R$99&$B159),\"\"),\"\")","v":""},{"$f":"IF($B159<>\"\",IF(INDIRECT(\"Measures!\"&S$99&$B159)<>\"\",INDIRECT(\"Measures!\"&S$99&$B159),\"\"),\"\")","v":""},{"$f":"IF($B159<>\"\",IF(INDIRECT(\"Measures!\"&T$99&$B159)<>\"\",INDIRECT(\"Measures!\"&T$99&$B159),\"\"),\"\")","v":""},{"$f":"IF($B159<>\"\",IF(INDIRECT(\"Measures!\"&U$99&$B159)<>\"\",INDIRECT(\"Measures!\"&U$99&$B159),\"\"),\"\")","v":""},{"$f":"IF($B159<>\"\",IF(INDIRECT(\"Measures!\"&V$99&$B159)<>\"\",INDIRECT(\"Measures!\"&V$99&$B159),\"\"),\"\")","v":""},{"$f":"IF($B159<>\"\",IF(INDIRECT(\"Measures!\"&W$99&$B159)<>\"\",INDIRECT(\"Measures!\"&W$99&$B159),\"\"),\"\")","v":""},{"$f":"IF($B159<>\"\",IF(INDIRECT(\"Measures!\"&X$99&$B159)<>\"\",INDIRECT(\"Measures!\"&X$99&$B159),\"\"),\"\")","v":""},{"$f":"IF($B159<>\"\",IF(INDIRECT(\"Measures!\"&Y$99&$B159)<>\"\",INDIRECT(\"Measures!\"&Y$99&$B159),\"\"),\"\")","v":""},{"$f":"IF($B159<>\"\",IF(INDIRECT(\"Measures!\"&Z$99&$B159)<>\"\",INDIRECT(\"Measures!\"&Z$99&$B159),\"\"),\"\")","v":""},{"$f":"IF($B159<>\"\",IF(INDIRECT(\"Measures!\"&AA$99&$B159)<>\"\",INDIRECT(\"Measures!\"&AA$99&$B159),\"\"),\"\")","v":""},{"$f":"IF($B159<>\"\",IF(INDIRECT(\"Measures!\"&AB$99&$B159)<>\"\",INDIRECT(\"Measures!\"&AB$99&$B159),\"\"),\"\")","v":""},{"$f":"IF($B159<>\"\",IF(INDIRECT(\"Measures!\"&AC$99&$B159)<>\"\",INDIRECT(\"Measures!\"&AC$99&$B159),\"\"),\"\")","v":""},{"$f":"IF($B159<>\"\",IF(INDIRECT(\"Measures!\"&AD$99&$B159)<>\"\",INDIRECT(\"Measures!\"&AD$99&$B159),\"\"),\"\")","v":""},{"$f":"IF($B159<>\"\",IF(INDIRECT(\"Measures!\"&AE$99&$B159)<>\"\",INDIRECT(\"Measures!\"&AE$99&$B159),\"\"),\"\")","v":""},{"$f":"IF($B159<>\"\",IF(INDIRECT(\"Measures!\"&AF$99&$B159)<>\"\",INDIRECT(\"Measures!\"&AF$99&$B159),\"\"),\"\")","v":""},{"$f":"IF($B159<>\"\",IF(INDIRECT(\"Measures!\"&AG$99&$B159)<>\"\",INDIRECT(\"Measures!\"&AG$99&$B159),\"\"),\"\")","v":""},{"$f":"IF($B159<>\"\",IF(INDIRECT(\"Measures!\"&AH$99&$B159)<>\"\",INDIRECT(\"Measures!\"&AH$99&$B159),\"\"),\"\")","v":""},{"$f":"INDEX('Measure Descriptions'!$A$10:$A$46,MATCH(Map_Elec_Mid[[#This Row],[Measure]],'Measure Descriptions'!$B$10:$B$46,0))","v":""},{"$f":"IF($B159<>\"\",IF(VLOOKUP(Map_Elec_Mid[[#This Row],[Measure]],'Measure Descriptions'!$B$10:$H$46,AJ$99,FALSE)<>\"\",VLOOKUP(Map_Elec_Mid[[#This Row],[Measure]],'Measure Descriptions'!$B$10:$H$46,AJ$99,FALSE),\"\"),\"\")","v":""},{"$f":"IF($B159<>\"\",IF(VLOOKUP(Map_Elec_Mid[[#This Row],[Measure]],'Measure Descriptions'!$B$10:$H$46,AK$99,FALSE)<>\"\",VLOOKUP(Map_Elec_Mid[[#This Row],[Measure]],'Measure Descriptions'!$B$10:$H$46,AK$99,FALSE),\"\"),\"\")","v":""},{"$f":"IF($B159<>\"\",IF(VLOOKUP(Map_Elec_Mid[[#This Row],[Measure]],'Measure Descriptions'!$B$10:$H$46,AL$99,FALSE)<>\"\",VLOOKUP(Map_Elec_Mid[[#This Row],[Measure]],'Measure Descriptions'!$B$10:$H$46,AL$99,FALSE),\"\"),\"\")","v":""},{"$f":"IF($B159<>\"\",IF(VLOOKUP(Map_Elec_Mid[[#This Row],[Measure]],'Measure Descriptions'!$B$10:$H$46,AM$99,FALSE)<>\"\",VLOOKUP(Map_Elec_Mid[[#This Row],[Measure]],'Measure Descriptions'!$B$10:$H$46,AM$99,FALSE),\"\"),\"\")","v":""},{"$f":"IF($B159<>\"\",IF(VLOOKUP(Map_Elec_Mid[[#This Row],[Measure]],'Measure Descriptions'!$B$10:$H$46,AN$99,FALSE)<>\"\",VLOOKUP(Map_Elec_Mid[[#This Row],[Measure]],'Measure Descriptions'!$B$10:$H$46,AN$99,FALSE),\"\"),\"\")","v":""},{"$f":"IF($B159<>\"\",IF(VLOOKUP(Map_Elec_Mid[[#This Row],[Measure]],'Measure Descriptions'!$B$10:$H$46,AO$99,FALSE)<>\"\",VLOOKUP(Map_Elec_Mid[[#This Row],[Measure]],'Measure Descriptions'!$B$10:$H$46,AO$99,FALSE),\"\"),\"\")","v":""},{"$f":"IF($B159<>\"\",IF(INDIRECT(\"Measures!\"&AP$99&$B159)<>\"\",INDIRECT(\"Measures!\"&AP$99&$B159),\"\"),\"\")","v":""},null,null,null,null,null,null,null,null,null,null,null,"","",{"$f":"IF($BA159<>\"\",IF(INDIRECT(\"Measures!\"&BD$99&$BA159)<>\"\",INDIRECT(\"Measures!\"&BD$99&$BA159),\"\"),\"\")","v":""},{"$f":"IF($BA159<>\"\",IF(INDIRECT(\"Measures!\"&BE$99&$BA159)<>\"\",INDIRECT(\"Measures!\"&BE$99&$BA159),\"\"),\"\")","v":""},{"$f":"IF($BA159<>\"\",IF(INDIRECT(\"Measures!\"&BF$99&$BA159)<>\"\",INDIRECT(\"Measures!\"&BF$99&$BA159),\"\"),\"\")","v":""},{"$f":"IF($BA159<>\"\",IF(INDIRECT(\"Measures!\"&BG$99&$BA159)<>\"\",INDIRECT(\"Measures!\"&BG$99&$BA159),\"\"),\"\")","v":""},{"$f":"IF($BA159<>\"\",IF(INDIRECT(\"Measures!\"&BH$99&$BA159)<>\"\",INDIRECT(\"Measures!\"&BH$99&$BA159),\"\"),\"\")","v":""},{"$f":"IF($BA159<>\"\",IF(INDIRECT(\"Measures!\"&BI$99&$BA159)<>\"\",INDIRECT(\"Measures!\"&BI$99&$BA159),\"\"),\"\")","v":""},{"$f":"IF($BA159<>\"\",IF(INDIRECT(\"Measures!\"&BJ$99&$BA159)<>\"\",INDIRECT(\"Measures!\"&BJ$99&$BA159),\"\"),\"\")","v":""},{"$f":"IF($BA159<>\"\",IF(INDIRECT(\"Measures!\"&BK$99&$BA159)<>\"\",INDIRECT(\"Measures!\"&BK$99&$BA159),\"\"),\"\")","v":""},{"$f":"IF($BA159<>\"\",IF(INDIRECT(\"Measures!\"&BL$99&$BA159)<>\"\",INDIRECT(\"Measures!\"&BL$99&$BA159),\"\"),\"\")","v":""},{"$f":"IF($BA159<>\"\",IF(INDIRECT(\"Measures!\"&BM$99&$BA159)<>\"\",INDIRECT(\"Measures!\"&BM$99&$BA159),\"\"),\"\")","v":""},{"$f":"IF($BA159<>\"\",IF(INDIRECT(\"Measures!\"&BN$99&$BA159)<>\"\",INDIRECT(\"Measures!\"&BN$99&$BA159),\"\"),\"\")","v":""},{"$f":"IF($BA159<>\"\",IF(INDIRECT(\"Measures!\"&BO$99&$BA159)<>\"\",INDIRECT(\"Measures!\"&BO$99&$BA159),\"\"),\"\")","v":""},{"$f":"IF($BA159<>\"\",IF(INDIRECT(\"Measures!\"&BP$99&$BA159)<>\"\",INDIRECT(\"Measures!\"&BP$99&$BA159),\"\"),\"\")","v":""},{"$f":"IF($BA159<>\"\",IF(INDIRECT(\"Measures!\"&BQ$99&$BA159)<>\"\",INDIRECT(\"Measures!\"&BQ$99&$BA159),\"\"),\"\")","v":""},{"$f":"IF($BA159<>\"\",IF(INDIRECT(\"Measures!\"&BR$99&$BA159)<>\"\",INDIRECT(\"Measures!\"&BR$99&$BA159),\"\"),\"\")","v":""},{"$f":"IF($BA159<>\"\",IF(INDIRECT(\"Measures!\"&BS$99&$BA159)<>\"\",INDIRECT(\"Measures!\"&BS$99&$BA159),\"\"),\"\")","v":""},{"$f":"IF($BA159<>\"\",IF(INDIRECT(\"Measures!\"&BT$99&$BA159)<>\"\",INDIRECT(\"Measures!\"&BT$99&$BA159),\"\"),\"\")","v":""},{"$f":"IF($BA159<>\"\",IF(INDIRECT(\"Measures!\"&BU$99&$BA159)<>\"\",INDIRECT(\"Measures!\"&BU$99&$BA159),\"\"),\"\")","v":""},{"$f":"IF($BA159<>\"\",IF(INDIRECT(\"Measures!\"&BV$99&$BA159)<>\"\",INDIRECT(\"Measures!\"&BV$99&$BA159),\"\"),\"\")","v":""},{"$f":"IF($BA159<>\"\",IF(INDIRECT(\"Measures!\"&BW$99&$BA159)<>\"\",INDIRECT(\"Measures!\"&BW$99&$BA159),\"\"),\"\")","v":""},{"$f":"IF($BA159<>\"\",IF(INDIRECT(\"Measures!\"&BX$99&$BA159)<>\"\",INDIRECT(\"Measures!\"&BX$99&$BA159),\"\"),\"\")","v":""},{"$f":"IF($BA159<>\"\",IF(INDIRECT(\"Measures!\"&BY$99&$BA159)<>\"\",INDIRECT(\"Measures!\"&BY$99&$BA159),\"\"),\"\")","v":""},{"$f":"IF($BA159<>\"\",IF(INDIRECT(\"Measures!\"&BZ$99&$BA159)<>\"\",INDIRECT(\"Measures!\"&BZ$99&$BA159),\"\"),\"\")","v":""},{"$f":"IF($BA159<>\"\",IF(INDIRECT(\"Measures!\"&CA$99&$BA159)<>\"\",INDIRECT(\"Measures!\"&CA$99&$BA159),\"\"),\"\")","v":""},{"$f":"IF($BA159<>\"\",IF(INDIRECT(\"Measures!\"&CB$99&$BA159)<>\"\",INDIRECT(\"Measures!\"&CB$99&$BA159),\"\"),\"\")","v":""},{"$f":"IF($BA159<>\"\",IF(INDIRECT(\"Measures!\"&CC$99&$BA159)<>\"\",INDIRECT(\"Measures!\"&CC$99&$BA159),\"\"),\"\")","v":""},{"$f":"IF($BA159<>\"\",IF(INDIRECT(\"Measures!\"&CD$99&$BA159)<>\"\",INDIRECT(\"Measures!\"&CD$99&$BA159),\"\"),\"\")","v":""},{"$f":"IF($BA159<>\"\",IF(INDIRECT(\"Measures!\"&CE$99&$BA159)<>\"\",INDIRECT(\"Measures!\"&CE$99&$BA159),\"\"),\"\")","v":""},{"$f":"IF($BA159<>\"\",IF(INDIRECT(\"Measures!\"&CF$99&$BA159)<>\"\",INDIRECT(\"Measures!\"&CF$99&$BA159),\"\"),\"\")","v":""},{"$f":"IF($BA159<>\"\",IF(INDIRECT(\"Measures!\"&CG$99&$BA159)<>\"\",INDIRECT(\"Measures!\"&CG$99&$BA159),\"\"),\"\")","v":""},{"$f":"INDEX('Measure Descriptions'!$A$10:$A$46,MATCH(Map_Gas_Mid[[#This Row],[Measure]],'Measure Descriptions'!$B$10:$B$46,0))","v":""},{"$f":"IF($BA159<>\"\",IF(VLOOKUP(Map_Gas_Mid[[#This Row],[Measure]],'Measure Descriptions'!$B$10:$H$46,CI$99,FALSE)<>\"\",VLOOKUP(Map_Gas_Mid[[#This Row],[Measure]],'Measure Descriptions'!$B$10:$H$46,CI$99,FALSE),\"\"),\"\")","v":""},{"$f":"IF($BA159<>\"\",IF(VLOOKUP(Map_Gas_Mid[[#This Row],[Measure]],'Measure Descriptions'!$B$10:$H$46,CJ$99,FALSE)<>\"\",VLOOKUP(Map_Gas_Mid[[#This Row],[Measure]],'Measure Descriptions'!$B$10:$H$46,CJ$99,FALSE),\"\"),\"\")","v":""},{"$f":"IF($BA159<>\"\",IF(VLOOKUP(Map_Gas_Mid[[#This Row],[Measure]],'Measure Descriptions'!$B$10:$H$46,CK$99,FALSE)<>\"\",VLOOKUP(Map_Gas_Mid[[#This Row],[Measure]],'Measure Descriptions'!$B$10:$H$46,CK$99,FALSE),\"\"),\"\")","v":""},{"$f":"IF($BA159<>\"\",IF(VLOOKUP(Map_Gas_Mid[[#This Row],[Measure]],'Measure Descriptions'!$B$10:$H$46,CL$99,FALSE)<>\"\",VLOOKUP(Map_Gas_Mid[[#This Row],[Measure]],'Measure Descriptions'!$B$10:$H$46,CL$99,FALSE),\"\"),\"\")","v":""},{"$f":"IF($BA159<>\"\",IF(VLOOKUP(Map_Gas_Mid[[#This Row],[Measure]],'Measure Descriptions'!$B$10:$H$46,CM$99,FALSE)<>\"\",VLOOKUP(Map_Gas_Mid[[#This Row],[Measure]],'Measure Descriptions'!$B$10:$H$46,CM$99,FALSE),\"\"),\"\")","v":""},{"$f":"IF($BA159<>\"\",IF(VLOOKUP(Map_Gas_Mid[[#This Row],[Measure]],'Measure Descriptions'!$B$10:$H$46,CN$99,FALSE)<>\"\",VLOOKUP(Map_Gas_Mid[[#This Row],[Measure]],'Measure Descriptions'!$B$10:$H$46,CN$99,FALSE),\"\"),\"\")","v":""},{"$f":"IF($BA159<>\"\",IF(INDIRECT(\"Measures!\"&CO$99&$BA159)<>\"\",INDIRECT(\"Measures!\"&CO$99&$BA159),\"\"),\"\")","v":""}]
[null,null,"","",{"$f":"IF($B160<>\"\",IF(INDIRECT(\"Measures!\"&E$99&$B160)<>\"\",INDIRECT(\"Measures!\"&E$99&$B160),\"\"),\"\")","v":""},{"$f":"IF($B160<>\"\",IF(INDIRECT(\"Measures!\"&F$99&$B160)<>\"\",INDIRECT(\"Measures!\"&F$99&$B160),\"\"),\"\")","v":""},{"$f":"IF($B160<>\"\",IF(INDIRECT(\"Measures!\"&G$99&$B160)<>\"\",INDIRECT(\"Measures!\"&G$99&$B160),\"\"),\"\")","v":""},{"$f":"IF($B160<>\"\",IF(INDIRECT(\"Measures!\"&H$99&$B160)<>\"\",INDIRECT(\"Measures!\"&H$99&$B160),\"\"),\"\")","v":""},{"$f":"IF($B160<>\"\",IF(INDIRECT(\"Measures!\"&I$99&$B160)<>\"\",INDIRECT(\"Measures!\"&I$99&$B160),\"\"),\"\")","v":""},{"$f":"IF($B160<>\"\",IF(INDIRECT(\"Measures!\"&J$99&$B160)<>\"\",INDIRECT(\"Measures!\"&J$99&$B160),\"\"),\"\")","v":""},{"$f":"IF($B160<>\"\",IF(INDIRECT(\"Measures!\"&K$99&$B160)<>\"\",INDIRECT(\"Measures!\"&K$99&$B160),\"\"),\"\")","v":""},{"$f":"IF($B160<>\"\",IF(INDIRECT(\"Measures!\"&L$99&$B160)<>\"\",INDIRECT(\"Measures!\"&L$99&$B160),\"\"),\"\")","v":""},{"$f":"IF($B160<>\"\",IF(INDIRECT(\"Measures!\"&M$99&$B160)<>\"\",INDIRECT(\"Measures!\"&M$99&$B160),\"\"),\"\")","v":""},{"$f":"IF($B160<>\"\",IF(INDIRECT(\"Measures!\"&N$99&$B160)<>\"\",INDIRECT(\"Measures!\"&N$99&$B160),\"\"),\"\")","v":""},{"$f":"IF($B160<>\"\",IF(INDIRECT(\"Measures!\"&O$99&$B160)<>\"\",INDIRECT(\"Measures!\"&O$99&$B160),\"\"),\"\")","v":""},{"$f":"IF($B160<>\"\",IF(INDIRECT(\"Measures!\"&P$99&$B160)<>\"\",INDIRECT(\"Measures!\"&P$99&$B160),\"\"),\"\")","v":""},{"$f":"IF($B160<>\"\",IF(INDIRECT(\"Measures!\"&Q$99&$B160)<>\"\",INDIRECT(\"Measures!\"&Q$99&$B160),\"\"),\"\")","v":""},{"$f":"IF($B160<>\"\",IF(INDIRECT(\"Measures!\"&R$99&$B160)<>\"\",INDIRECT(\"Measures!\"&R$99&$B160),\"\"),\"\")","v":""},{"$f":"IF($B160<>\"\",IF(INDIRECT(\"Measures!\"&S$99&$B160)<>\"\",INDIRECT(\"Measures!\"&S$99&$B160),\"\"),\"\")","v":""},{"$f":"IF($B160<>\"\",IF(INDIRECT(\"Measures!\"&T$99&$B160)<>\"\",INDIRECT(\"Measures!\"&T$99&$B160),\"\"),\"\")","v":""},{"$f":"IF($B160<>\"\",IF(INDIRECT(\"Measures!\"&U$99&$B160)<>\"\",INDIRECT(\"Measures!\"&U$99&$B160),\"\"),\"\")","v":""},{"$f":"IF($B160<>\"\",IF(INDIRECT(\"Measures!\"&V$99&$B160)<>\"\",INDIRECT(\"Measures!\"&V$99&$B160),\"\"),\"\")","v":""},{"$f":"IF($B160<>\"\",IF(INDIRECT(\"Measures!\"&W$99&$B160)<>\"\",INDIRECT(\"Measures!\"&W$99&$B160),\"\"),\"\")","v":""},{"$f":"IF($B160<>\"\",IF(INDIRECT(\"Measures!\"&X$99&$B160)<>\"\",INDIRECT(\"Measures!\"&X$99&$B160),\"\"),\"\")","v":""},{"$f":"IF($B160<>\"\",IF(INDIRECT(\"Measures!\"&Y$99&$B160)<>\"\",INDIRECT(\"Measures!\"&Y$99&$B160),\"\"),\"\")","v":""},{"$f":"IF($B160<>\"\",IF(INDIRECT(\"Measures!\"&Z$99&$B160)<>\"\",INDIRECT(\"Measures!\"&Z$99&$B160),\"\"),\"\")","v":""},{"$f":"IF($B160<>\"\",IF(INDIRECT(\"Measures!\"&AA$99&$B160)<>\"\",INDIRECT(\"Measures!\"&AA$99&$B160),\"\"),\"\")","v":""},{"$f":"IF($B160<>\"\",IF(INDIRECT(\"Measures!\"&AB$99&$B160)<>\"\",INDIRECT(\"Measures!\"&AB$99&$B160),\"\"),\"\")","v":""},{"$f":"IF($B160<>\"\",IF(INDIRECT(\"Measures!\"&AC$99&$B160)<>\"\",INDIRECT(\"Measures!\"&AC$99&$B160),\"\"),\"\")","v":""},{"$f":"IF($B160<>\"\",IF(INDIRECT(\"Measures!\"&AD$99&$B160)<>\"\",INDIRECT(\"Measures!\"&AD$99&$B160),\"\"),\"\")","v":""},{"$f":"IF($B160<>\"\",IF(INDIRECT(\"Measures!\"&AE$99&$B160)<>\"\",INDIRECT(\"Measures!\"&AE$99&$B160),\"\"),\"\")","v":""},{"$f":"IF($B160<>\"\",IF(INDIRECT(\"Measures!\"&AF$99&$B160)<>\"\",INDIRECT(\"Measures!\"&AF$99&$B160),\"\"),\"\")","v":""},{"$f":"IF($B160<>\"\",IF(INDIRECT(\"Measures!\"&AG$99&$B160)<>\"\",INDIRECT(\"Measures!\"&AG$99&$B160),\"\"),\"\")","v":""},{"$f":"IF($B160<>\"\",IF(INDIRECT(\"Measures!\"&AH$99&$B160)<>\"\",INDIRECT(\"Measures!\"&AH$99&$B160),\"\"),\"\")","v":""},{"$f":"INDEX('Measure Descriptions'!$A$10:$A$46,MATCH(Map_Elec_Mid[[#This Row],[Measure]],'Measure Descriptions'!$B$10:$B$46,0))","v":""},{"$f":"IF($B160<>\"\",IF(VLOOKUP(Map_Elec_Mid[[#This Row],[Measure]],'Measure Descriptions'!$B$10:$H$46,AJ$99,FALSE)<>\"\",VLOOKUP(Map_Elec_Mid[[#This Row],[Measure]],'Measure Descriptions'!$B$10:$H$46,AJ$99,FALSE),\"\"),\"\")","v":""},{"$f":"IF($B160<>\"\",IF(VLOOKUP(Map_Elec_Mid[[#This Row],[Measure]],'Measure Descriptions'!$B$10:$H$46,AK$99,FALSE)<>\"\",VLOOKUP(Map_Elec_Mid[[#This Row],[Measure]],'Measure Descriptions'!$B$10:$H$46,AK$99,FALSE),\"\"),\"\")","v":""},{"$f":"IF($B160<>\"\",IF(VLOOKUP(Map_Elec_Mid[[#This Row],[Measure]],'Measure Descriptions'!$B$10:$H$46,AL$99,FALSE)<>\"\",VLOOKUP(Map_Elec_Mid[[#This Row],[Measure]],'Measure Descriptions'!$B$10:$H$46,AL$99,FALSE),\"\"),\"\")","v":""},{"$f":"IF($B160<>\"\",IF(VLOOKUP(Map_Elec_Mid[[#This Row],[Measure]],'Measure Descriptions'!$B$10:$H$46,AM$99,FALSE)<>\"\",VLOOKUP(Map_Elec_Mid[[#This Row],[Measure]],'Measure Descriptions'!$B$10:$H$46,AM$99,FALSE),\"\"),\"\")","v":""},{"$f":"IF($B160<>\"\",IF(VLOOKUP(Map_Elec_Mid[[#This Row],[Measure]],'Measure Descriptions'!$B$10:$H$46,AN$99,FALSE)<>\"\",VLOOKUP(Map_Elec_Mid[[#This Row],[Measure]],'Measure Descriptions'!$B$10:$H$46,AN$99,FALSE),\"\"),\"\")","v":""},{"$f":"IF($B160<>\"\",IF(VLOOKUP(Map_Elec_Mid[[#This Row],[Measure]],'Measure Descriptions'!$B$10:$H$46,AO$99,FALSE)<>\"\",VLOOKUP(Map_Elec_Mid[[#This Row],[Measure]],'Measure Descriptions'!$B$10:$H$46,AO$99,FALSE),\"\"),\"\")","v":""},{"$f":"IF($B160<>\"\",IF(INDIRECT(\"Measures!\"&AP$99&$B160)<>\"\",INDIRECT(\"Measures!\"&AP$99&$B160),\"\"),\"\")","v":""},null,null,null,null,null,null,null,null,null,null,null,"","",{"$f":"IF($BA160<>\"\",IF(INDIRECT(\"Measures!\"&BD$99&$BA160)<>\"\",INDIRECT(\"Measures!\"&BD$99&$BA160),\"\"),\"\")","v":""},{"$f":"IF($BA160<>\"\",IF(INDIRECT(\"Measures!\"&BE$99&$BA160)<>\"\",INDIRECT(\"Measures!\"&BE$99&$BA160),\"\"),\"\")","v":""},{"$f":"IF($BA160<>\"\",IF(INDIRECT(\"Measures!\"&BF$99&$BA160)<>\"\",INDIRECT(\"Measures!\"&BF$99&$BA160),\"\"),\"\")","v":""},{"$f":"IF($BA160<>\"\",IF(INDIRECT(\"Measures!\"&BG$99&$BA160)<>\"\",INDIRECT(\"Measures!\"&BG$99&$BA160),\"\"),\"\")","v":""},{"$f":"IF($BA160<>\"\",IF(INDIRECT(\"Measures!\"&BH$99&$BA160)<>\"\",INDIRECT(\"Measures!\"&BH$99&$BA160),\"\"),\"\")","v":""},{"$f":"IF($BA160<>\"\",IF(INDIRECT(\"Measures!\"&BI$99&$BA160)<>\"\",INDIRECT(\"Measures!\"&BI$99&$BA160),\"\"),\"\")","v":""},{"$f":"IF($BA160<>\"\",IF(INDIRECT(\"Measures!\"&BJ$99&$BA160)<>\"\",INDIRECT(\"Measures!\"&BJ$99&$BA160),\"\"),\"\")","v":""},{"$f":"IF($BA160<>\"\",IF(INDIRECT(\"Measures!\"&BK$99&$BA160)<>\"\",INDIRECT(\"Measures!\"&BK$99&$BA160),\"\"),\"\")","v":""},{"$f":"IF($BA160<>\"\",IF(INDIRECT(\"Measures!\"&BL$99&$BA160)<>\"\",INDIRECT(\"Measures!\"&BL$99&$BA160),\"\"),\"\")","v":""},{"$f":"IF($BA160<>\"\",IF(INDIRECT(\"Measures!\"&BM$99&$BA160)<>\"\",INDIRECT(\"Measures!\"&BM$99&$BA160),\"\"),\"\")","v":""},{"$f":"IF($BA160<>\"\",IF(INDIRECT(\"Measures!\"&BN$99&$BA160)<>\"\",INDIRECT(\"Measures!\"&BN$99&$BA160),\"\"),\"\")","v":""},{"$f":"IF($BA160<>\"\",IF(INDIRECT(\"Measures!\"&BO$99&$BA160)<>\"\",INDIRECT(\"Measures!\"&BO$99&$BA160),\"\"),\"\")","v":""},{"$f":"IF($BA160<>\"\",IF(INDIRECT(\"Measures!\"&BP$99&$BA160)<>\"\",INDIRECT(\"Measures!\"&BP$99&$BA160),\"\"),\"\")","v":""},{"$f":"IF($BA160<>\"\",IF(INDIRECT(\"Measures!\"&BQ$99&$BA160)<>\"\",INDIRECT(\"Measures!\"&BQ$99&$BA160),\"\"),\"\")","v":""},{"$f":"IF($BA160<>\"\",IF(INDIRECT(\"Measures!\"&BR$99&$BA160)<>\"\",INDIRECT(\"Measures!\"&BR$99&$BA160),\"\"),\"\")","v":""},{"$f":"IF($BA160<>\"\",IF(INDIRECT(\"Measures!\"&BS$99&$BA160)<>\"\",INDIRECT(\"Measures!\"&BS$99&$BA160),\"\"),\"\")","v":""},{"$f":"IF($BA160<>\"\",IF(INDIRECT(\"Measures!\"&BT$99&$BA160)<>\"\",INDIRECT(\"Measures!\"&BT$99&$BA160),\"\"),\"\")","v":""},{"$f":"IF($BA160<>\"\",IF(INDIRECT(\"Measures!\"&BU$99&$BA160)<>\"\",INDIRECT(\"Measures!\"&BU$99&$BA160),\"\"),\"\")","v":""},{"$f":"IF($BA160<>\"\",IF(INDIRECT(\"Measures!\"&BV$99&$BA160)<>\"\",INDIRECT(\"Measures!\"&BV$99&$BA160),\"\"),\"\")","v":""},{"$f":"IF($BA160<>\"\",IF(INDIRECT(\"Measures!\"&BW$99&$BA160)<>\"\",INDIRECT(\"Measures!\"&BW$99&$BA160),\"\"),\"\")","v":""},{"$f":"IF($BA160<>\"\",IF(INDIRECT(\"Measures!\"&BX$99&$BA160)<>\"\",INDIRECT(\"Measures!\"&BX$99&$BA160),\"\"),\"\")","v":""},{"$f":"IF($BA160<>\"\",IF(INDIRECT(\"Measures!\"&BY$99&$BA160)<>\"\",INDIRECT(\"Measures!\"&BY$99&$BA160),\"\"),\"\")","v":""},{"$f":"IF($BA160<>\"\",IF(INDIRECT(\"Measures!\"&BZ$99&$BA160)<>\"\",INDIRECT(\"Measures!\"&BZ$99&$BA160),\"\"),\"\")","v":""},{"$f":"IF($BA160<>\"\",IF(INDIRECT(\"Measures!\"&CA$99&$BA160)<>\"\",INDIRECT(\"Measures!\"&CA$99&$BA160),\"\"),\"\")","v":""},{"$f":"IF($BA160<>\"\",IF(INDIRECT(\"Measures!\"&CB$99&$BA160)<>\"\",INDIRECT(\"Measures!\"&CB$99&$BA160),\"\"),\"\")","v":""},{"$f":"IF($BA160<>\"\",IF(INDIRECT(\"Measures!\"&CC$99&$BA160)<>\"\",INDIRECT(\"Measures!\"&CC$99&$BA160),\"\"),\"\")","v":""},{"$f":"IF($BA160<>\"\",IF(INDIRECT(\"Measures!\"&CD$99&$BA160)<>\"\",INDIRECT(\"Measures!\"&CD$99&$BA160),\"\"),\"\")","v":""},{"$f":"IF($BA160<>\"\",IF(INDIRECT(\"Measures!\"&CE$99&$BA160)<>\"\",INDIRECT(\"Measures!\"&CE$99&$BA160),\"\"),\"\")","v":""},{"$f":"IF($BA160<>\"\",IF(INDIRECT(\"Measures!\"&CF$99&$BA160)<>\"\",INDIRECT(\"Measures!\"&CF$99&$BA160),\"\"),\"\")","v":""},{"$f":"IF($BA160<>\"\",IF(INDIRECT(\"Measures!\"&CG$99&$BA160)<>\"\",INDIRECT(\"Measures!\"&CG$99&$BA160),\"\"),\"\")","v":""},{"$f":"INDEX('Measure Descriptions'!$A$10:$A$46,MATCH(Map_Gas_Mid[[#This Row],[Measure]],'Measure Descriptions'!$B$10:$B$46,0))","v":""},{"$f":"IF($BA160<>\"\",IF(VLOOKUP(Map_Gas_Mid[[#This Row],[Measure]],'Measure Descriptions'!$B$10:$H$46,CI$99,FALSE)<>\"\",VLOOKUP(Map_Gas_Mid[[#This Row],[Measure]],'Measure Descriptions'!$B$10:$H$46,CI$99,FALSE),\"\"),\"\")","v":""},{"$f":"IF($BA160<>\"\",IF(VLOOKUP(Map_Gas_Mid[[#This Row],[Measure]],'Measure Descriptions'!$B$10:$H$46,CJ$99,FALSE)<>\"\",VLOOKUP(Map_Gas_Mid[[#This Row],[Measure]],'Measure Descriptions'!$B$10:$H$46,CJ$99,FALSE),\"\"),\"\")","v":""},{"$f":"IF($BA160<>\"\",IF(VLOOKUP(Map_Gas_Mid[[#This Row],[Measure]],'Measure Descriptions'!$B$10:$H$46,CK$99,FALSE)<>\"\",VLOOKUP(Map_Gas_Mid[[#This Row],[Measure]],'Measure Descriptions'!$B$10:$H$46,CK$99,FALSE),\"\"),\"\")","v":""},{"$f":"IF($BA160<>\"\",IF(VLOOKUP(Map_Gas_Mid[[#This Row],[Measure]],'Measure Descriptions'!$B$10:$H$46,CL$99,FALSE)<>\"\",VLOOKUP(Map_Gas_Mid[[#This Row],[Measure]],'Measure Descriptions'!$B$10:$H$46,CL$99,FALSE),\"\"),\"\")","v":""},{"$f":"IF($BA160<>\"\",IF(VLOOKUP(Map_Gas_Mid[[#This Row],[Measure]],'Measure Descriptions'!$B$10:$H$46,CM$99,FALSE)<>\"\",VLOOKUP(Map_Gas_Mid[[#This Row],[Measure]],'Measure Descriptions'!$B$10:$H$46,CM$99,FALSE),\"\"),\"\")","v":""},{"$f":"IF($BA160<>\"\",IF(VLOOKUP(Map_Gas_Mid[[#This Row],[Measure]],'Measure Descriptions'!$B$10:$H$46,CN$99,FALSE)<>\"\",VLOOKUP(Map_Gas_Mid[[#This Row],[Measure]],'Measure Descriptions'!$B$10:$H$46,CN$99,FALSE),\"\"),\"\")","v":""},{"$f":"IF($BA160<>\"\",IF(INDIRECT(\"Measures!\"&CO$99&$BA160)<>\"\",INDIRECT(\"Measures!\"&CO$99&$BA160),\"\"),\"\")","v":""}]
[null,null,"","",{"$f":"IF($B161<>\"\",IF(INDIRECT(\"Measures!\"&E$99&$B161)<>\"\",INDIRECT(\"Measures!\"&E$99&$B161),\"\"),\"\")","v":""},{"$f":"IF($B161<>\"\",IF(INDIRECT(\"Measures!\"&F$99&$B161)<>\"\",INDIRECT(\"Measures!\"&F$99&$B161),\"\"),\"\")","v":""},{"$f":"IF($B161<>\"\",IF(INDIRECT(\"Measures!\"&G$99&$B161)<>\"\",INDIRECT(\"Measures!\"&G$99&$B161),\"\"),\"\")","v":""},{"$f":"IF($B161<>\"\",IF(INDIRECT(\"Measures!\"&H$99&$B161)<>\"\",INDIRECT(\"Measures!\"&H$99&$B161),\"\"),\"\")","v":""},{"$f":"IF($B161<>\"\",IF(INDIRECT(\"Measures!\"&I$99&$B161)<>\"\",INDIRECT(\"Measures!\"&I$99&$B161),\"\"),\"\")","v":""},{"$f":"IF($B161<>\"\",IF(INDIRECT(\"Measures!\"&J$99&$B161)<>\"\",INDIRECT(\"Measures!\"&J$99&$B161),\"\"),\"\")","v":""},{"$f":"IF($B161<>\"\",IF(INDIRECT(\"Measures!\"&K$99&$B161)<>\"\",INDIRECT(\"Measures!\"&K$99&$B161),\"\"),\"\")","v":""},{"$f":"IF($B161<>\"\",IF(INDIRECT(\"Measures!\"&L$99&$B161)<>\"\",INDIRECT(\"Measures!\"&L$99&$B161),\"\"),\"\")","v":""},{"$f":"IF($B161<>\"\",IF(INDIRECT(\"Measures!\"&M$99&$B161)<>\"\",INDIRECT(\"Measures!\"&M$99&$B161),\"\"),\"\")","v":""},{"$f":"IF($B161<>\"\",IF(INDIRECT(\"Measures!\"&N$99&$B161)<>\"\",INDIRECT(\"Measures!\"&N$99&$B161),\"\"),\"\")","v":""},{"$f":"IF($B161<>\"\",IF(INDIRECT(\"Measures!\"&O$99&$B161)<>\"\",INDIRECT(\"Measures!\"&O$99&$B161),\"\"),\"\")","v":""},{"$f":"IF($B161<>\"\",IF(INDIRECT(\"Measures!\"&P$99&$B161)<>\"\",INDIRECT(\"Measures!\"&P$99&$B161),\"\"),\"\")","v":""},{"$f":"IF($B161<>\"\",IF(INDIRECT(\"Measures!\"&Q$99&$B161)<>\"\",INDIRECT(\"Measures!\"&Q$99&$B161),\"\"),\"\")","v":""},{"$f":"IF($B161<>\"\",IF(INDIRECT(\"Measures!\"&R$99&$B161)<>\"\",INDIRECT(\"Measures!\"&R$99&$B161),\"\"),\"\")","v":""},{"$f":"IF($B161<>\"\",IF(INDIRECT(\"Measures!\"&S$99&$B161)<>\"\",INDIRECT(\"Measures!\"&S$99&$B161),\"\"),\"\")","v":""},{"$f":"IF($B161<>\"\",IF(INDIRECT(\"Measures!\"&T$99&$B161)<>\"\",INDIRECT(\"Measures!\"&T$99&$B161),\"\"),\"\")","v":""},{"$f":"IF($B161<>\"\",IF(INDIRECT(\"Measures!\"&U$99&$B161)<>\"\",INDIRECT(\"Measures!\"&U$99&$B161),\"\"),\"\")","v":""},{"$f":"IF($B161<>\"\",IF(INDIRECT(\"Measures!\"&V$99&$B161)<>\"\",INDIRECT(\"Measures!\"&V$99&$B161),\"\"),\"\")","v":""},{"$f":"IF($B161<>\"\",IF(INDIRECT(\"Measures!\"&W$99&$B161)<>\"\",INDIRECT(\"Measures!\"&W$99&$B161),\"\"),\"\")","v":""},{"$f":"IF($B161<>\"\",IF(INDIRECT(\"Measures!\"&X$99&$B161)<>\"\",INDIRECT(\"Measures!\"&X$99&$B161),\"\"),\"\")","v":""},{"$f":"IF($B161<>\"\",IF(INDIRECT(\"Measures!\"&Y$99&$B161)<>\"\",INDIRECT(\"Measures!\"&Y$99&$B161),\"\"),\"\")","v":""},{"$f":"IF($B161<>\"\",IF(INDIRECT(\"Measures!\"&Z$99&$B161)<>\"\",INDIRECT(\"Measures!\"&Z$99&$B161),\"\"),\"\")","v":""},{"$f":"IF($B161<>\"\",IF(INDIRECT(\"Measures!\"&AA$99&$B161)<>\"\",INDIRECT(\"Measures!\"&AA$99&$B161),\"\"),\"\")","v":""},{"$f":"IF($B161<>\"\",IF(INDIRECT(\"Measures!\"&AB$99&$B161)<>\"\",INDIRECT(\"Measures!\"&AB$99&$B161),\"\"),\"\")","v":""},{"$f":"IF($B161<>\"\",IF(INDIRECT(\"Measures!\"&AC$99&$B161)<>\"\",INDIRECT(\"Measures!\"&AC$99&$B161),\"\"),\"\")","v":""},{"$f":"IF($B161<>\"\",IF(INDIRECT(\"Measures!\"&AD$99&$B161)<>\"\",INDIRECT(\"Measures!\"&AD$99&$B161),\"\"),\"\")","v":""},{"$f":"IF($B161<>\"\",IF(INDIRECT(\"Measures!\"&AE$99&$B161)<>\"\",INDIRECT(\"Measures!\"&AE$99&$B161),\"\"),\"\")","v":""},{"$f":"IF($B161<>\"\",IF(INDIRECT(\"Measures!\"&AF$99&$B161)<>\"\",INDIRECT(\"Measures!\"&AF$99&$B161),\"\"),\"\")","v":""},{"$f":"IF($B161<>\"\",IF(INDIRECT(\"Measures!\"&AG$99&$B161)<>\"\",INDIRECT(\"Measures!\"&AG$99&$B161),\"\"),\"\")","v":""},{"$f":"IF($B161<>\"\",IF(INDIRECT(\"Measures!\"&AH$99&$B161)<>\"\",INDIRECT(\"Measures!\"&AH$99&$B161),\"\"),\"\")","v":""},{"$f":"INDEX('Measure Descriptions'!$A$10:$A$46,MATCH(Map_Elec_Mid[[#This Row],[Measure]],'Measure Descriptions'!$B$10:$B$46,0))","v":""},{"$f":"IF($B161<>\"\",IF(VLOOKUP(Map_Elec_Mid[[#This Row],[Measure]],'Measure Descriptions'!$B$10:$H$46,AJ$99,FALSE)<>\"\",VLOOKUP(Map_Elec_Mid[[#This Row],[Measure]],'Measure Descriptions'!$B$10:$H$46,AJ$99,FALSE),\"\"),\"\")","v":""},{"$f":"IF($B161<>\"\",IF(VLOOKUP(Map_Elec_Mid[[#This Row],[Measure]],'Measure Descriptions'!$B$10:$H$46,AK$99,FALSE)<>\"\",VLOOKUP(Map_Elec_Mid[[#This Row],[Measure]],'Measure Descriptions'!$B$10:$H$46,AK$99,FALSE),\"\"),\"\")","v":""},{"$f":"IF($B161<>\"\",IF(VLOOKUP(Map_Elec_Mid[[#This Row],[Measure]],'Measure Descriptions'!$B$10:$H$46,AL$99,FALSE)<>\"\",VLOOKUP(Map_Elec_Mid[[#This Row],[Measure]],'Measure Descriptions'!$B$10:$H$46,AL$99,FALSE),\"\"),\"\")","v":""},{"$f":"IF($B161<>\"\",IF(VLOOKUP(Map_Elec_Mid[[#This Row],[Measure]],'Measure Descriptions'!$B$10:$H$46,AM$99,FALSE)<>\"\",VLOOKUP(Map_Elec_Mid[[#This Row],[Measure]],'Measure Descriptions'!$B$10:$H$46,AM$99,FALSE),\"\"),\"\")","v":""},{"$f":"IF($B161<>\"\",IF(VLOOKUP(Map_Elec_Mid[[#This Row],[Measure]],'Measure Descriptions'!$B$10:$H$46,AN$99,FALSE)<>\"\",VLOOKUP(Map_Elec_Mid[[#This Row],[Measure]],'Measure Descriptions'!$B$10:$H$46,AN$99,FALSE),\"\"),\"\")","v":""},{"$f":"IF($B161<>\"\",IF(VLOOKUP(Map_Elec_Mid[[#This Row],[Measure]],'Measure Descriptions'!$B$10:$H$46,AO$99,FALSE)<>\"\",VLOOKUP(Map_Elec_Mid[[#This Row],[Measure]],'Measure Descriptions'!$B$10:$H$46,AO$99,FALSE),\"\"),\"\")","v":""},{"$f":"IF($B161<>\"\",IF(INDIRECT(\"Measures!\"&AP$99&$B161)<>\"\",INDIRECT(\"Measures!\"&AP$99&$B161),\"\"),\"\")","v":""},null,null,null,null,null,null,null,null,null,null,null,"","",{"$f":"IF($BA161<>\"\",IF(INDIRECT(\"Measures!\"&BD$99&$BA161)<>\"\",INDIRECT(\"Measures!\"&BD$99&$BA161),\"\"),\"\")","v":""},{"$f":"IF($BA161<>\"\",IF(INDIRECT(\"Measures!\"&BE$99&$BA161)<>\"\",INDIRECT(\"Measures!\"&BE$99&$BA161),\"\"),\"\")","v":""},{"$f":"IF($BA161<>\"\",IF(INDIRECT(\"Measures!\"&BF$99&$BA161)<>\"\",INDIRECT(\"Measures!\"&BF$99&$BA161),\"\"),\"\")","v":""},{"$f":"IF($BA161<>\"\",IF(INDIRECT(\"Measures!\"&BG$99&$BA161)<>\"\",INDIRECT(\"Measures!\"&BG$99&$BA161),\"\"),\"\")","v":""},{"$f":"IF($BA161<>\"\",IF(INDIRECT(\"Measures!\"&BH$99&$BA161)<>\"\",INDIRECT(\"Measures!\"&BH$99&$BA161),\"\"),\"\")","v":""},{"$f":"IF($BA161<>\"\",IF(INDIRECT(\"Measures!\"&BI$99&$BA161)<>\"\",INDIRECT(\"Measures!\"&BI$99&$BA161),\"\"),\"\")","v":""},{"$f":"IF($BA161<>\"\",IF(INDIRECT(\"Measures!\"&BJ$99&$BA161)<>\"\",INDIRECT(\"Measures!\"&BJ$99&$BA161),\"\"),\"\")","v":""},{"$f":"IF($BA161<>\"\",IF(INDIRECT(\"Measures!\"&BK$99&$BA161)<>\"\",INDIRECT(\"Measures!\"&BK$99&$BA161),\"\"),\"\")","v":""},{"$f":"IF($BA161<>\"\",IF(INDIRECT(\"Measures!\"&BL$99&$BA161)<>\"\",INDIRECT(\"Measures!\"&BL$99&$BA161),\"\"),\"\")","v":""},{"$f":"IF($BA161<>\"\",IF(INDIRECT(\"Measures!\"&BM$99&$BA161)<>\"\",INDIRECT(\"Measures!\"&BM$99&$BA161),\"\"),\"\")","v":""},{"$f":"IF($BA161<>\"\",IF(INDIRECT(\"Measures!\"&BN$99&$BA161)<>\"\",INDIRECT(\"Measures!\"&BN$99&$BA161),\"\"),\"\")","v":""},{"$f":"IF($BA161<>\"\",IF(INDIRECT(\"Measures!\"&BO$99&$BA161)<>\"\",INDIRECT(\"Measures!\"&BO$99&$BA161),\"\"),\"\")","v":""},{"$f":"IF($BA161<>\"\",IF(INDIRECT(\"Measures!\"&BP$99&$BA161)<>\"\",INDIRECT(\"Measures!\"&BP$99&$BA161),\"\"),\"\")","v":""},{"$f":"IF($BA161<>\"\",IF(INDIRECT(\"Measures!\"&BQ$99&$BA161)<>\"\",INDIRECT(\"Measures!\"&BQ$99&$BA161),\"\"),\"\")","v":""},{"$f":"IF($BA161<>\"\",IF(INDIRECT(\"Measures!\"&BR$99&$BA161)<>\"\",INDIRECT(\"Measures!\"&BR$99&$BA161),\"\"),\"\")","v":""},{"$f":"IF($BA161<>\"\",IF(INDIRECT(\"Measures!\"&BS$99&$BA161)<>\"\",INDIRECT(\"Measures!\"&BS$99&$BA161),\"\"),\"\")","v":""},{"$f":"IF($BA161<>\"\",IF(INDIRECT(\"Measures!\"&BT$99&$BA161)<>\"\",INDIRECT(\"Measures!\"&BT$99&$BA161),\"\"),\"\")","v":""},{"$f":"IF($BA161<>\"\",IF(INDIRECT(\"Measures!\"&BU$99&$BA161)<>\"\",INDIRECT(\"Measures!\"&BU$99&$BA161),\"\"),\"\")","v":""},{"$f":"IF($BA161<>\"\",IF(INDIRECT(\"Measures!\"&BV$99&$BA161)<>\"\",INDIRECT(\"Measures!\"&BV$99&$BA161),\"\"),\"\")","v":""},{"$f":"IF($BA161<>\"\",IF(INDIRECT(\"Measures!\"&BW$99&$BA161)<>\"\",INDIRECT(\"Measures!\"&BW$99&$BA161),\"\"),\"\")","v":""},{"$f":"IF($BA161<>\"\",IF(INDIRECT(\"Measures!\"&BX$99&$BA161)<>\"\",INDIRECT(\"Measures!\"&BX$99&$BA161),\"\"),\"\")","v":""},{"$f":"IF($BA161<>\"\",IF(INDIRECT(\"Measures!\"&BY$99&$BA161)<>\"\",INDIRECT(\"Measures!\"&BY$99&$BA161),\"\"),\"\")","v":""},{"$f":"IF($BA161<>\"\",IF(INDIRECT(\"Measures!\"&BZ$99&$BA161)<>\"\",INDIRECT(\"Measures!\"&BZ$99&$BA161),\"\"),\"\")","v":""},{"$f":"IF($BA161<>\"\",IF(INDIRECT(\"Measures!\"&CA$99&$BA161)<>\"\",INDIRECT(\"Measures!\"&CA$99&$BA161),\"\"),\"\")","v":""},{"$f":"IF($BA161<>\"\",IF(INDIRECT(\"Measures!\"&CB$99&$BA161)<>\"\",INDIRECT(\"Measures!\"&CB$99&$BA161),\"\"),\"\")","v":""},{"$f":"IF($BA161<>\"\",IF(INDIRECT(\"Measures!\"&CC$99&$BA161)<>\"\",INDIRECT(\"Measures!\"&CC$99&$BA161),\"\"),\"\")","v":""},{"$f":"IF($BA161<>\"\",IF(INDIRECT(\"Measures!\"&CD$99&$BA161)<>\"\",INDIRECT(\"Measures!\"&CD$99&$BA161),\"\"),\"\")","v":""},{"$f":"IF($BA161<>\"\",IF(INDIRECT(\"Measures!\"&CE$99&$BA161)<>\"\",INDIRECT(\"Measures!\"&CE$99&$BA161),\"\"),\"\")","v":""},{"$f":"IF($BA161<>\"\",IF(INDIRECT(\"Measures!\"&CF$99&$BA161)<>\"\",INDIRECT(\"Measures!\"&CF$99&$BA161),\"\"),\"\")","v":""},{"$f":"IF($BA161<>\"\",IF(INDIRECT(\"Measures!\"&CG$99&$BA161)<>\"\",INDIRECT(\"Measures!\"&CG$99&$BA161),\"\"),\"\")","v":""},{"$f":"INDEX('Measure Descriptions'!$A$10:$A$46,MATCH(Map_Gas_Mid[[#This Row],[Measure]],'Measure Descriptions'!$B$10:$B$46,0))","v":""},{"$f":"IF($BA161<>\"\",IF(VLOOKUP(Map_Gas_Mid[[#This Row],[Measure]],'Measure Descriptions'!$B$10:$H$46,CI$99,FALSE)<>\"\",VLOOKUP(Map_Gas_Mid[[#This Row],[Measure]],'Measure Descriptions'!$B$10:$H$46,CI$99,FALSE),\"\"),\"\")","v":""},{"$f":"IF($BA161<>\"\",IF(VLOOKUP(Map_Gas_Mid[[#This Row],[Measure]],'Measure Descriptions'!$B$10:$H$46,CJ$99,FALSE)<>\"\",VLOOKUP(Map_Gas_Mid[[#This Row],[Measure]],'Measure Descriptions'!$B$10:$H$46,CJ$99,FALSE),\"\"),\"\")","v":""},{"$f":"IF($BA161<>\"\",IF(VLOOKUP(Map_Gas_Mid[[#This Row],[Measure]],'Measure Descriptions'!$B$10:$H$46,CK$99,FALSE)<>\"\",VLOOKUP(Map_Gas_Mid[[#This Row],[Measure]],'Measure Descriptions'!$B$10:$H$46,CK$99,FALSE),\"\"),\"\")","v":""},{"$f":"IF($BA161<>\"\",IF(VLOOKUP(Map_Gas_Mid[[#This Row],[Measure]],'Measure Descriptions'!$B$10:$H$46,CL$99,FALSE)<>\"\",VLOOKUP(Map_Gas_Mid[[#This Row],[Measure]],'Measure Descriptions'!$B$10:$H$46,CL$99,FALSE),\"\"),\"\")","v":""},{"$f":"IF($BA161<>\"\",IF(VLOOKUP(Map_Gas_Mid[[#This Row],[Measure]],'Measure Descriptions'!$B$10:$H$46,CM$99,FALSE)<>\"\",VLOOKUP(Map_Gas_Mid[[#This Row],[Measure]],'Measure Descriptions'!$B$10:$H$46,CM$99,FALSE),\"\"),\"\")","v":""},{"$f":"IF($BA161<>\"\",IF(VLOOKUP(Map_Gas_Mid[[#This Row],[Measure]],'Measure Descriptions'!$B$10:$H$46,CN$99,FALSE)<>\"\",VLOOKUP(Map_Gas_Mid[[#This Row],[Measure]],'Measure Descriptions'!$B$10:$H$46,CN$99,FALSE),\"\"),\"\")","v":""},{"$f":"IF($BA161<>\"\",IF(INDIRECT(\"Measures!\"&CO$99&$BA161)<>\"\",INDIRECT(\"Measures!\"&CO$99&$BA161),\"\"),\"\")","v":""}]
[null,null,"","",{"$f":"IF($B162<>\"\",IF(INDIRECT(\"Measures!\"&E$99&$B162)<>\"\",INDIRECT(\"Measures!\"&E$99&$B162),\"\"),\"\")","v":""},{"$f":"IF($B162<>\"\",IF(INDIRECT(\"Measures!\"&F$99&$B162)<>\"\",INDIRECT(\"Measures!\"&F$99&$B162),\"\"),\"\")","v":""},{"$f":"IF($B162<>\"\",IF(INDIRECT(\"Measures!\"&G$99&$B162)<>\"\",INDIRECT(\"Measures!\"&G$99&$B162),\"\"),\"\")","v":""},{"$f":"IF($B162<>\"\",IF(INDIRECT(\"Measures!\"&H$99&$B162)<>\"\",INDIRECT(\"Measures!\"&H$99&$B162),\"\"),\"\")","v":""},{"$f":"IF($B162<>\"\",IF(INDIRECT(\"Measures!\"&I$99&$B162)<>\"\",INDIRECT(\"Measures!\"&I$99&$B162),\"\"),\"\")","v":""},{"$f":"IF($B162<>\"\",IF(INDIRECT(\"Measures!\"&J$99&$B162)<>\"\",INDIRECT(\"Measures!\"&J$99&$B162),\"\"),\"\")","v":""},{"$f":"IF($B162<>\"\",IF(INDIRECT(\"Measures!\"&K$99&$B162)<>\"\",INDIRECT(\"Measures!\"&K$99&$B162),\"\"),\"\")","v":""},{"$f":"IF($B162<>\"\",IF(INDIRECT(\"Measures!\"&L$99&$B162)<>\"\",INDIRECT(\"Measures!\"&L$99&$B162),\"\"),\"\")","v":""},{"$f":"IF($B162<>\"\",IF(INDIRECT(\"Measures!\"&M$99&$B162)<>\"\",INDIRECT(\"Measures!\"&M$99&$B162),\"\"),\"\")","v":""},{"$f":"IF($B162<>\"\",IF(INDIRECT(\"Measures!\"&N$99&$B162)<>\"\",INDIRECT(\"Measures!\"&N$99&$B162),\"\"),\"\")","v":""},{"$f":"IF($B162<>\"\",IF(INDIRECT(\"Measures!\"&O$99&$B162)<>\"\",INDIRECT(\"Measures!\"&O$99&$B162),\"\"),\"\")","v":""},{"$f":"IF($B162<>\"\",IF(INDIRECT(\"Measures!\"&P$99&$B162)<>\"\",INDIRECT(\"Measures!\"&P$99&$B162),\"\"),\"\")","v":""},{"$f":"IF($B162<>\"\",IF(INDIRECT(\"Measures!\"&Q$99&$B162)<>\"\",INDIRECT(\"Measures!\"&Q$99&$B162),\"\"),\"\")","v":""},{"$f":"IF($B162<>\"\",IF(INDIRECT(\"Measures!\"&R$99&$B162)<>\"\",INDIRECT(\"Measures!\"&R$99&$B162),\"\"),\"\")","v":""},{"$f":"IF($B162<>\"\",IF(INDIRECT(\"Measures!\"&S$99&$B162)<>\"\",INDIRECT(\"Measures!\"&S$99&$B162),\"\"),\"\")","v":""},{"$f":"IF($B162<>\"\",IF(INDIRECT(\"Measures!\"&T$99&$B162)<>\"\",INDIRECT(\"Measures!\"&T$99&$B162),\"\"),\"\")","v":""},{"$f":"IF($B162<>\"\",IF(INDIRECT(\"Measures!\"&U$99&$B162)<>\"\",INDIRECT(\"Measures!\"&U$99&$B162),\"\"),\"\")","v":""},{"$f":"IF($B162<>\"\",IF(INDIRECT(\"Measures!\"&V$99&$B162)<>\"\",INDIRECT(\"Measures!\"&V$99&$B162),\"\"),\"\")","v":""},{"$f":"IF($B162<>\"\",IF(INDIRECT(\"Measures!\"&W$99&$B162)<>\"\",INDIRECT(\"Measures!\"&W$99&$B162),\"\"),\"\")","v":""},{"$f":"IF($B162<>\"\",IF(INDIRECT(\"Measures!\"&X$99&$B162)<>\"\",INDIRECT(\"Measures!\"&X$99&$B162),\"\"),\"\")","v":""},{"$f":"IF($B162<>\"\",IF(INDIRECT(\"Measures!\"&Y$99&$B162)<>\"\",INDIRECT(\"Measures!\"&Y$99&$B162),\"\"),\"\")","v":""},{"$f":"IF($B162<>\"\",IF(INDIRECT(\"Measures!\"&Z$99&$B162)<>\"\",INDIRECT(\"Measures!\"&Z$99&$B162),\"\"),\"\")","v":""},{"$f":"IF($B162<>\"\",IF(INDIRECT(\"Measures!\"&AA$99&$B162)<>\"\",INDIRECT(\"Measures!\"&AA$99&$B162),\"\"),\"\")","v":""},{"$f":"IF($B162<>\"\",IF(INDIRECT(\"Measures!\"&AB$99&$B162)<>\"\",INDIRECT(\"Measures!\"&AB$99&$B162),\"\"),\"\")","v":""},{"$f":"IF($B162<>\"\",IF(INDIRECT(\"Measures!\"&AC$99&$B162)<>\"\",INDIRECT(\"Measures!\"&AC$99&$B162),\"\"),\"\")","v":""},{"$f":"IF($B162<>\"\",IF(INDIRECT(\"Measures!\"&AD$99&$B162)<>\"\",INDIRECT(\"Measures!\"&AD$99&$B162),\"\"),\"\")","v":""},{"$f":"IF($B162<>\"\",IF(INDIRECT(\"Measures!\"&AE$99&$B162)<>\"\",INDIRECT(\"Measures!\"&AE$99&$B162),\"\"),\"\")","v":""},{"$f":"IF($B162<>\"\",IF(INDIRECT(\"Measures!\"&AF$99&$B162)<>\"\",INDIRECT(\"Measures!\"&AF$99&$B162),\"\"),\"\")","v":""},{"$f":"IF($B162<>\"\",IF(INDIRECT(\"Measures!\"&AG$99&$B162)<>\"\",INDIRECT(\"Measures!\"&AG$99&$B162),\"\"),\"\")","v":""},{"$f":"IF($B162<>\"\",IF(INDIRECT(\"Measures!\"&AH$99&$B162)<>\"\",INDIRECT(\"Measures!\"&AH$99&$B162),\"\"),\"\")","v":""},{"$f":"INDEX('Measure Descriptions'!$A$10:$A$46,MATCH(Map_Elec_Mid[[#This Row],[Measure]],'Measure Descriptions'!$B$10:$B$46,0))","v":""},{"$f":"IF($B162<>\"\",IF(VLOOKUP(Map_Elec_Mid[[#This Row],[Measure]],'Measure Descriptions'!$B$10:$H$46,AJ$99,FALSE)<>\"\",VLOOKUP(Map_Elec_Mid[[#This Row],[Measure]],'Measure Descriptions'!$B$10:$H$46,AJ$99,FALSE),\"\"),\"\")","v":""},{"$f":"IF($B162<>\"\",IF(VLOOKUP(Map_Elec_Mid[[#This Row],[Measure]],'Measure Descriptions'!$B$10:$H$46,AK$99,FALSE)<>\"\",VLOOKUP(Map_Elec_Mid[[#This Row],[Measure]],'Measure Descriptions'!$B$10:$H$46,AK$99,FALSE),\"\"),\"\")","v":""},{"$f":"IF($B162<>\"\",IF(VLOOKUP(Map_Elec_Mid[[#This Row],[Measure]],'Measure Descriptions'!$B$10:$H$46,AL$99,FALSE)<>\"\",VLOOKUP(Map_Elec_Mid[[#This Row],[Measure]],'Measure Descriptions'!$B$10:$H$46,AL$99,FALSE),\"\"),\"\")","v":""},{"$f":"IF($B162<>\"\",IF(VLOOKUP(Map_Elec_Mid[[#This Row],[Measure]],'Measure Descriptions'!$B$10:$H$46,AM$99,FALSE)<>\"\",VLOOKUP(Map_Elec_Mid[[#This Row],[Measure]],'Measure Descriptions'!$B$10:$H$46,AM$99,FALSE),\"\"),\"\")","v":""},{"$f":"IF($B162<>\"\",IF(VLOOKUP(Map_Elec_Mid[[#This Row],[Measure]],'Measure Descriptions'!$B$10:$H$46,AN$99,FALSE)<>\"\",VLOOKUP(Map_Elec_Mid[[#This Row],[Measure]],'Measure Descriptions'!$B$10:$H$46,AN$99,FALSE),\"\"),\"\")","v":""},{"$f":"IF($B162<>\"\",IF(VLOOKUP(Map_Elec_Mid[[#This Row],[Measure]],'Measure Descriptions'!$B$10:$H$46,AO$99,FALSE)<>\"\",VLOOKUP(Map_Elec_Mid[[#This Row],[Measure]],'Measure Descriptions'!$B$10:$H$46,AO$99,FALSE),\"\"),\"\")","v":""},{"$f":"IF($B162<>\"\",IF(INDIRECT(\"Measures!\"&AP$99&$B162)<>\"\",INDIRECT(\"Measures!\"&AP$99&$B162),\"\"),\"\")","v":""},null,null,null,null,null,null,null,null,null,null,null,"","",{"$f":"IF($BA162<>\"\",IF(INDIRECT(\"Measures!\"&BD$99&$BA162)<>\"\",INDIRECT(\"Measures!\"&BD$99&$BA162),\"\"),\"\")","v":""},{"$f":"IF($BA162<>\"\",IF(INDIRECT(\"Measures!\"&BE$99&$BA162)<>\"\",INDIRECT(\"Measures!\"&BE$99&$BA162),\"\"),\"\")","v":""},{"$f":"IF($BA162<>\"\",IF(INDIRECT(\"Measures!\"&BF$99&$BA162)<>\"\",INDIRECT(\"Measures!\"&BF$99&$BA162),\"\"),\"\")","v":""},{"$f":"IF($BA162<>\"\",IF(INDIRECT(\"Measures!\"&BG$99&$BA162)<>\"\",INDIRECT(\"Measures!\"&BG$99&$BA162),\"\"),\"\")","v":""},{"$f":"IF($BA162<>\"\",IF(INDIRECT(\"Measures!\"&BH$99&$BA162)<>\"\",INDIRECT(\"Measures!\"&BH$99&$BA162),\"\"),\"\")","v":""},{"$f":"IF($BA162<>\"\",IF(INDIRECT(\"Measures!\"&BI$99&$BA162)<>\"\",INDIRECT(\"Measures!\"&BI$99&$BA162),\"\"),\"\")","v":""},{"$f":"IF($BA162<>\"\",IF(INDIRECT(\"Measures!\"&BJ$99&$BA162)<>\"\",INDIRECT(\"Measures!\"&BJ$99&$BA162),\"\"),\"\")","v":""},{"$f":"IF($BA162<>\"\",IF(INDIRECT(\"Measures!\"&BK$99&$BA162)<>\"\",INDIRECT(\"Measures!\"&BK$99&$BA162),\"\"),\"\")","v":""},{"$f":"IF($BA162<>\"\",IF(INDIRECT(\"Measures!\"&BL$99&$BA162)<>\"\",INDIRECT(\"Measures!\"&BL$99&$BA162),\"\"),\"\")","v":""},{"$f":"IF($BA162<>\"\",IF(INDIRECT(\"Measures!\"&BM$99&$BA162)<>\"\",INDIRECT(\"Measures!\"&BM$99&$BA162),\"\"),\"\")","v":""},{"$f":"IF($BA162<>\"\",IF(INDIRECT(\"Measures!\"&BN$99&$BA162)<>\"\",INDIRECT(\"Measures!\"&BN$99&$BA162),\"\"),\"\")","v":""},{"$f":"IF($BA162<>\"\",IF(INDIRECT(\"Measures!\"&BO$99&$BA162)<>\"\",INDIRECT(\"Measures!\"&BO$99&$BA162),\"\"),\"\")","v":""},{"$f":"IF($BA162<>\"\",IF(INDIRECT(\"Measures!\"&BP$99&$BA162)<>\"\",INDIRECT(\"Measures!\"&BP$99&$BA162),\"\"),\"\")","v":""},{"$f":"IF($BA162<>\"\",IF(INDIRECT(\"Measures!\"&BQ$99&$BA162)<>\"\",INDIRECT(\"Measures!\"&BQ$99&$BA162),\"\"),\"\")","v":""},{"$f":"IF($BA162<>\"\",IF(INDIRECT(\"Measures!\"&BR$99&$BA162)<>\"\",INDIRECT(\"Measures!\"&BR$99&$BA162),\"\"),\"\")","v":""},{"$f":"IF($BA162<>\"\",IF(INDIRECT(\"Measures!\"&BS$99&$BA162)<>\"\",INDIRECT(\"Measures!\"&BS$99&$BA162),\"\"),\"\")","v":""},{"$f":"IF($BA162<>\"\",IF(INDIRECT(\"Measures!\"&BT$99&$BA162)<>\"\",INDIRECT(\"Measures!\"&BT$99&$BA162),\"\"),\"\")","v":""},{"$f":"IF($BA162<>\"\",IF(INDIRECT(\"Measures!\"&BU$99&$BA162)<>\"\",INDIRECT(\"Measures!\"&BU$99&$BA162),\"\"),\"\")","v":""},{"$f":"IF($BA162<>\"\",IF(INDIRECT(\"Measures!\"&BV$99&$BA162)<>\"\",INDIRECT(\"Measures!\"&BV$99&$BA162),\"\"),\"\")","v":""},{"$f":"IF($BA162<>\"\",IF(INDIRECT(\"Measures!\"&BW$99&$BA162)<>\"\",INDIRECT(\"Measures!\"&BW$99&$BA162),\"\"),\"\")","v":""},{"$f":"IF($BA162<>\"\",IF(INDIRECT(\"Measures!\"&BX$99&$BA162)<>\"\",INDIRECT(\"Measures!\"&BX$99&$BA162),\"\"),\"\")","v":""},{"$f":"IF($BA162<>\"\",IF(INDIRECT(\"Measures!\"&BY$99&$BA162)<>\"\",INDIRECT(\"Measures!\"&BY$99&$BA162),\"\"),\"\")","v":""},{"$f":"IF($BA162<>\"\",IF(INDIRECT(\"Measures!\"&BZ$99&$BA162)<>\"\",INDIRECT(\"Measures!\"&BZ$99&$BA162),\"\"),\"\")","v":""},{"$f":"IF($BA162<>\"\",IF(INDIRECT(\"Measures!\"&CA$99&$BA162)<>\"\",INDIRECT(\"Measures!\"&CA$99&$BA162),\"\"),\"\")","v":""},{"$f":"IF($BA162<>\"\",IF(INDIRECT(\"Measures!\"&CB$99&$BA162)<>\"\",INDIRECT(\"Measures!\"&CB$99&$BA162),\"\"),\"\")","v":""},{"$f":"IF($BA162<>\"\",IF(INDIRECT(\"Measures!\"&CC$99&$BA162)<>\"\",INDIRECT(\"Measures!\"&CC$99&$BA162),\"\"),\"\")","v":""},{"$f":"IF($BA162<>\"\",IF(INDIRECT(\"Measures!\"&CD$99&$BA162)<>\"\",INDIRECT(\"Measures!\"&CD$99&$BA162),\"\"),\"\")","v":""},{"$f":"IF($BA162<>\"\",IF(INDIRECT(\"Measures!\"&CE$99&$BA162)<>\"\",INDIRECT(\"Measures!\"&CE$99&$BA162),\"\"),\"\")","v":""},{"$f":"IF($BA162<>\"\",IF(INDIRECT(\"Measures!\"&CF$99&$BA162)<>\"\",INDIRECT(\"Measures!\"&CF$99&$BA162),\"\"),\"\")","v":""},{"$f":"IF($BA162<>\"\",IF(INDIRECT(\"Measures!\"&CG$99&$BA162)<>\"\",INDIRECT(\"Measures!\"&CG$99&$BA162),\"\"),\"\")","v":""},{"$f":"INDEX('Measure Descriptions'!$A$10:$A$46,MATCH(Map_Gas_Mid[[#This Row],[Measure]],'Measure Descriptions'!$B$10:$B$46,0))","v":""},{"$f":"IF($BA162<>\"\",IF(VLOOKUP(Map_Gas_Mid[[#This Row],[Measure]],'Measure Descriptions'!$B$10:$H$46,CI$99,FALSE)<>\"\",VLOOKUP(Map_Gas_Mid[[#This Row],[Measure]],'Measure Descriptions'!$B$10:$H$46,CI$99,FALSE),\"\"),\"\")","v":""},{"$f":"IF($BA162<>\"\",IF(VLOOKUP(Map_Gas_Mid[[#This Row],[Measure]],'Measure Descriptions'!$B$10:$H$46,CJ$99,FALSE)<>\"\",VLOOKUP(Map_Gas_Mid[[#This Row],[Measure]],'Measure Descriptions'!$B$10:$H$46,CJ$99,FALSE),\"\"),\"\")","v":""},{"$f":"IF($BA162<>\"\",IF(VLOOKUP(Map_Gas_Mid[[#This Row],[Measure]],'Measure Descriptions'!$B$10:$H$46,CK$99,FALSE)<>\"\",VLOOKUP(Map_Gas_Mid[[#This Row],[Measure]],'Measure Descriptions'!$B$10:$H$46,CK$99,FALSE),\"\"),\"\")","v":""},{"$f":"IF($BA162<>\"\",IF(VLOOKUP(Map_Gas_Mid[[#This Row],[Measure]],'Measure Descriptions'!$B$10:$H$46,CL$99,FALSE)<>\"\",VLOOKUP(Map_Gas_Mid[[#This Row],[Measure]],'Measure Descriptions'!$B$10:$H$46,CL$99,FALSE),\"\"),\"\")","v":""},{"$f":"IF($BA162<>\"\",IF(VLOOKUP(Map_Gas_Mid[[#This Row],[Measure]],'Measure Descriptions'!$B$10:$H$46,CM$99,FALSE)<>\"\",VLOOKUP(Map_Gas_Mid[[#This Row],[Measure]],'Measure Descriptions'!$B$10:$H$46,CM$99,FALSE),\"\"),\"\")","v":""},{"$f":"IF($BA162<>\"\",IF(VLOOKUP(Map_Gas_Mid[[#This Row],[Measure]],'Measure Descriptions'!$B$10:$H$46,CN$99,FALSE)<>\"\",VLOOKUP(Map_Gas_Mid[[#This Row],[Measure]],'Measure Descriptions'!$B$10:$H$46,CN$99,FALSE),\"\"),\"\")","v":""},{"$f":"IF($BA162<>\"\",IF(INDIRECT(\"Measures!\"&CO$99&$BA162)<>\"\",INDIRECT(\"Measures!\"&CO$99&$BA162),\"\"),\"\")","v":""}]
[null,null,"","",{"$f":"IF($B163<>\"\",IF(INDIRECT(\"Measures!\"&E$99&$B163)<>\"\",INDIRECT(\"Measures!\"&E$99&$B163),\"\"),\"\")","v":""},{"$f":"IF($B163<>\"\",IF(INDIRECT(\"Measures!\"&F$99&$B163)<>\"\",INDIRECT(\"Measures!\"&F$99&$B163),\"\"),\"\")","v":""},{"$f":"IF($B163<>\"\",IF(INDIRECT(\"Measures!\"&G$99&$B163)<>\"\",INDIRECT(\"Measures!\"&G$99&$B163),\"\"),\"\")","v":""},{"$f":"IF($B163<>\"\",IF(INDIRECT(\"Measures!\"&H$99&$B163)<>\"\",INDIRECT(\"Measures!\"&H$99&$B163),\"\"),\"\")","v":""},{"$f":"IF($B163<>\"\",IF(INDIRECT(\"Measures!\"&I$99&$B163)<>\"\",INDIRECT(\"Measures!\"&I$99&$B163),\"\"),\"\")","v":""},{"$f":"IF($B163<>\"\",IF(INDIRECT(\"Measures!\"&J$99&$B163)<>\"\",INDIRECT(\"Measures!\"&J$99&$B163),\"\"),\"\")","v":""},{"$f":"IF($B163<>\"\",IF(INDIRECT(\"Measures!\"&K$99&$B163)<>\"\",INDIRECT(\"Measures!\"&K$99&$B163),\"\"),\"\")","v":""},{"$f":"IF($B163<>\"\",IF(INDIRECT(\"Measures!\"&L$99&$B163)<>\"\",INDIRECT(\"Measures!\"&L$99&$B163),\"\"),\"\")","v":""},{"$f":"IF($B163<>\"\",IF(INDIRECT(\"Measures!\"&M$99&$B163)<>\"\",INDIRECT(\"Measures!\"&M$99&$B163),\"\"),\"\")","v":""},{"$f":"IF($B163<>\"\",IF(INDIRECT(\"Measures!\"&N$99&$B163)<>\"\",INDIRECT(\"Measures!\"&N$99&$B163),\"\"),\"\")","v":""},{"$f":"IF($B163<>\"\",IF(INDIRECT(\"Measures!\"&O$99&$B163)<>\"\",INDIRECT(\"Measures!\"&O$99&$B163),\"\"),\"\")","v":""},{"$f":"IF($B163<>\"\",IF(INDIRECT(\"Measures!\"&P$99&$B163)<>\"\",INDIRECT(\"Measures!\"&P$99&$B163),\"\"),\"\")","v":""},{"$f":"IF($B163<>\"\",IF(INDIRECT(\"Measures!\"&Q$99&$B163)<>\"\",INDIRECT(\"Measures!\"&Q$99&$B163),\"\"),\"\")","v":""},{"$f":"IF($B163<>\"\",IF(INDIRECT(\"Measures!\"&R$99&$B163)<>\"\",INDIRECT(\"Measures!\"&R$99&$B163),\"\"),\"\")","v":""},{"$f":"IF($B163<>\"\",IF(INDIRECT(\"Measures!\"&S$99&$B163)<>\"\",INDIRECT(\"Measures!\"&S$99&$B163),\"\"),\"\")","v":""},{"$f":"IF($B163<>\"\",IF(INDIRECT(\"Measures!\"&T$99&$B163)<>\"\",INDIRECT(\"Measures!\"&T$99&$B163),\"\"),\"\")","v":""},{"$f":"IF($B163<>\"\",IF(INDIRECT(\"Measures!\"&U$99&$B163)<>\"\",INDIRECT(\"Measures!\"&U$99&$B163),\"\"),\"\")","v":""},{"$f":"IF($B163<>\"\",IF(INDIRECT(\"Measures!\"&V$99&$B163)<>\"\",INDIRECT(\"Measures!\"&V$99&$B163),\"\"),\"\")","v":""},{"$f":"IF($B163<>\"\",IF(INDIRECT(\"Measures!\"&W$99&$B163)<>\"\",INDIRECT(\"Measures!\"&W$99&$B163),\"\"),\"\")","v":""},{"$f":"IF($B163<>\"\",IF(INDIRECT(\"Measures!\"&X$99&$B163)<>\"\",INDIRECT(\"Measures!\"&X$99&$B163),\"\"),\"\")","v":""},{"$f":"IF($B163<>\"\",IF(INDIRECT(\"Measures!\"&Y$99&$B163)<>\"\",INDIRECT(\"Measures!\"&Y$99&$B163),\"\"),\"\")","v":""},{"$f":"IF($B163<>\"\",IF(INDIRECT(\"Measures!\"&Z$99&$B163)<>\"\",INDIRECT(\"Measures!\"&Z$99&$B163),\"\"),\"\")","v":""},{"$f":"IF($B163<>\"\",IF(INDIRECT(\"Measures!\"&AA$99&$B163)<>\"\",INDIRECT(\"Measures!\"&AA$99&$B163),\"\"),\"\")","v":""},{"$f":"IF($B163<>\"\",IF(INDIRECT(\"Measures!\"&AB$99&$B163)<>\"\",INDIRECT(\"Measures!\"&AB$99&$B163),\"\"),\"\")","v":""},{"$f":"IF($B163<>\"\",IF(INDIRECT(\"Measures!\"&AC$99&$B163)<>\"\",INDIRECT(\"Measures!\"&AC$99&$B163),\"\"),\"\")","v":""},{"$f":"IF($B163<>\"\",IF(INDIRECT(\"Measures!\"&AD$99&$B163)<>\"\",INDIRECT(\"Measures!\"&AD$99&$B163),\"\"),\"\")","v":""},{"$f":"IF($B163<>\"\",IF(INDIRECT(\"Measures!\"&AE$99&$B163)<>\"\",INDIRECT(\"Measures!\"&AE$99&$B163),\"\"),\"\")","v":""},{"$f":"IF($B163<>\"\",IF(INDIRECT(\"Measures!\"&AF$99&$B163)<>\"\",INDIRECT(\"Measures!\"&AF$99&$B163),\"\"),\"\")","v":""},{"$f":"IF($B163<>\"\",IF(INDIRECT(\"Measures!\"&AG$99&$B163)<>\"\",INDIRECT(\"Measures!\"&AG$99&$B163),\"\"),\"\")","v":""},{"$f":"IF($B163<>\"\",IF(INDIRECT(\"Measures!\"&AH$99&$B163)<>\"\",INDIRECT(\"Measures!\"&AH$99&$B163),\"\"),\"\")","v":""},{"$f":"INDEX('Measure Descriptions'!$A$10:$A$46,MATCH(Map_Elec_Mid[[#This Row],[Measure]],'Measure Descriptions'!$B$10:$B$46,0))","v":""},{"$f":"IF($B163<>\"\",IF(VLOOKUP(Map_Elec_Mid[[#This Row],[Measure]],'Measure Descriptions'!$B$10:$H$46,AJ$99,FALSE)<>\"\",VLOOKUP(Map_Elec_Mid[[#This Row],[Measure]],'Measure Descriptions'!$B$10:$H$46,AJ$99,FALSE),\"\"),\"\")","v":""},{"$f":"IF($B163<>\"\",IF(VLOOKUP(Map_Elec_Mid[[#This Row],[Measure]],'Measure Descriptions'!$B$10:$H$46,AK$99,FALSE)<>\"\",VLOOKUP(Map_Elec_Mid[[#This Row],[Measure]],'Measure Descriptions'!$B$10:$H$46,AK$99,FALSE),\"\"),\"\")","v":""},{"$f":"IF($B163<>\"\",IF(VLOOKUP(Map_Elec_Mid[[#This Row],[Measure]],'Measure Descriptions'!$B$10:$H$46,AL$99,FALSE)<>\"\",VLOOKUP(Map_Elec_Mid[[#This Row],[Measure]],'Measure Descriptions'!$B$10:$H$46,AL$99,FALSE),\"\"),\"\")","v":""},{"$f":"IF($B163<>\"\",IF(VLOOKUP(Map_Elec_Mid[[#This Row],[Measure]],'Measure Descriptions'!$B$10:$H$46,AM$99,FALSE)<>\"\",VLOOKUP(Map_Elec_Mid[[#This Row],[Measure]],'Measure Descriptions'!$B$10:$H$46,AM$99,FALSE),\"\"),\"\")","v":""},{"$f":"IF($B163<>\"\",IF(VLOOKUP(Map_Elec_Mid[[#This Row],[Measure]],'Measure Descriptions'!$B$10:$H$46,AN$99,FALSE)<>\"\",VLOOKUP(Map_Elec_Mid[[#This Row],[Measure]],'Measure Descriptions'!$B$10:$H$46,AN$99,FALSE),\"\"),\"\")","v":""},{"$f":"IF($B163<>\"\",IF(VLOOKUP(Map_Elec_Mid[[#This Row],[Measure]],'Measure Descriptions'!$B$10:$H$46,AO$99,FALSE)<>\"\",VLOOKUP(Map_Elec_Mid[[#This Row],[Measure]],'Measure Descriptions'!$B$10:$H$46,AO$99,FALSE),\"\"),\"\")","v":""},{"$f":"IF($B163<>\"\",IF(INDIRECT(\"Measures!\"&AP$99&$B163)<>\"\",INDIRECT(\"Measures!\"&AP$99&$B163),\"\"),\"\")","v":""},null,null,null,null,null,null,null,null,null,null,null,"","",{"$f":"IF($BA163<>\"\",IF(INDIRECT(\"Measures!\"&BD$99&$BA163)<>\"\",INDIRECT(\"Measures!\"&BD$99&$BA163),\"\"),\"\")","v":""},{"$f":"IF($BA163<>\"\",IF(INDIRECT(\"Measures!\"&BE$99&$BA163)<>\"\",INDIRECT(\"Measures!\"&BE$99&$BA163),\"\"),\"\")","v":""},{"$f":"IF($BA163<>\"\",IF(INDIRECT(\"Measures!\"&BF$99&$BA163)<>\"\",INDIRECT(\"Measures!\"&BF$99&$BA163),\"\"),\"\")","v":""},{"$f":"IF($BA163<>\"\",IF(INDIRECT(\"Measures!\"&BG$99&$BA163)<>\"\",INDIRECT(\"Measures!\"&BG$99&$BA163),\"\"),\"\")","v":""},{"$f":"IF($BA163<>\"\",IF(INDIRECT(\"Measures!\"&BH$99&$BA163)<>\"\",INDIRECT(\"Measures!\"&BH$99&$BA163),\"\"),\"\")","v":""},{"$f":"IF($BA163<>\"\",IF(INDIRECT(\"Measures!\"&BI$99&$BA163)<>\"\",INDIRECT(\"Measures!\"&BI$99&$BA163),\"\"),\"\")","v":""},{"$f":"IF($BA163<>\"\",IF(INDIRECT(\"Measures!\"&BJ$99&$BA163)<>\"\",INDIRECT(\"Measures!\"&BJ$99&$BA163),\"\"),\"\")","v":""},{"$f":"IF($BA163<>\"\",IF(INDIRECT(\"Measures!\"&BK$99&$BA163)<>\"\",INDIRECT(\"Measures!\"&BK$99&$BA163),\"\"),\"\")","v":""},{"$f":"IF($BA163<>\"\",IF(INDIRECT(\"Measures!\"&BL$99&$BA163)<>\"\",INDIRECT(\"Measures!\"&BL$99&$BA163),\"\"),\"\")","v":""},{"$f":"IF($BA163<>\"\",IF(INDIRECT(\"Measures!\"&BM$99&$BA163)<>\"\",INDIRECT(\"Measures!\"&BM$99&$BA163),\"\"),\"\")","v":""},{"$f":"IF($BA163<>\"\",IF(INDIRECT(\"Measures!\"&BN$99&$BA163)<>\"\",INDIRECT(\"Measures!\"&BN$99&$BA163),\"\"),\"\")","v":""},{"$f":"IF($BA163<>\"\",IF(INDIRECT(\"Measures!\"&BO$99&$BA163)<>\"\",INDIRECT(\"Measures!\"&BO$99&$BA163),\"\"),\"\")","v":""},{"$f":"IF($BA163<>\"\",IF(INDIRECT(\"Measures!\"&BP$99&$BA163)<>\"\",INDIRECT(\"Measures!\"&BP$99&$BA163),\"\"),\"\")","v":""},{"$f":"IF($BA163<>\"\",IF(INDIRECT(\"Measures!\"&BQ$99&$BA163)<>\"\",INDIRECT(\"Measures!\"&BQ$99&$BA163),\"\"),\"\")","v":""},{"$f":"IF($BA163<>\"\",IF(INDIRECT(\"Measures!\"&BR$99&$BA163)<>\"\",INDIRECT(\"Measures!\"&BR$99&$BA163),\"\"),\"\")","v":""},{"$f":"IF($BA163<>\"\",IF(INDIRECT(\"Measures!\"&BS$99&$BA163)<>\"\",INDIRECT(\"Measures!\"&BS$99&$BA163),\"\"),\"\")","v":""},{"$f":"IF($BA163<>\"\",IF(INDIRECT(\"Measures!\"&BT$99&$BA163)<>\"\",INDIRECT(\"Measures!\"&BT$99&$BA163),\"\"),\"\")","v":""},{"$f":"IF($BA163<>\"\",IF(INDIRECT(\"Measures!\"&BU$99&$BA163)<>\"\",INDIRECT(\"Measures!\"&BU$99&$BA163),\"\"),\"\")","v":""},{"$f":"IF($BA163<>\"\",IF(INDIRECT(\"Measures!\"&BV$99&$BA163)<>\"\",INDIRECT(\"Measures!\"&BV$99&$BA163),\"\"),\"\")","v":""},{"$f":"IF($BA163<>\"\",IF(INDIRECT(\"Measures!\"&BW$99&$BA163)<>\"\",INDIRECT(\"Measures!\"&BW$99&$BA163),\"\"),\"\")","v":""},{"$f":"IF($BA163<>\"\",IF(INDIRECT(\"Measures!\"&BX$99&$BA163)<>\"\",INDIRECT(\"Measures!\"&BX$99&$BA163),\"\"),\"\")","v":""},{"$f":"IF($BA163<>\"\",IF(INDIRECT(\"Measures!\"&BY$99&$BA163)<>\"\",INDIRECT(\"Measures!\"&BY$99&$BA163),\"\"),\"\")","v":""},{"$f":"IF($BA163<>\"\",IF(INDIRECT(\"Measures!\"&BZ$99&$BA163)<>\"\",INDIRECT(\"Measures!\"&BZ$99&$BA163),\"\"),\"\")","v":""},{"$f":"IF($BA163<>\"\",IF(INDIRECT(\"Measures!\"&CA$99&$BA163)<>\"\",INDIRECT(\"Measures!\"&CA$99&$BA163),\"\"),\"\")","v":""},{"$f":"IF($BA163<>\"\",IF(INDIRECT(\"Measures!\"&CB$99&$BA163)<>\"\",INDIRECT(\"Measures!\"&CB$99&$BA163),\"\"),\"\")","v":""},{"$f":"IF($BA163<>\"\",IF(INDIRECT(\"Measures!\"&CC$99&$BA163)<>\"\",INDIRECT(\"Measures!\"&CC$99&$BA163),\"\"),\"\")","v":""},{"$f":"IF($BA163<>\"\",IF(INDIRECT(\"Measures!\"&CD$99&$BA163)<>\"\",INDIRECT(\"Measures!\"&CD$99&$BA163),\"\"),\"\")","v":""},{"$f":"IF($BA163<>\"\",IF(INDIRECT(\"Measures!\"&CE$99&$BA163)<>\"\",INDIRECT(\"Measures!\"&CE$99&$BA163),\"\"),\"\")","v":""},{"$f":"IF($BA163<>\"\",IF(INDIRECT(\"Measures!\"&CF$99&$BA163)<>\"\",INDIRECT(\"Measures!\"&CF$99&$BA163),\"\"),\"\")","v":""},{"$f":"IF($BA163<>\"\",IF(INDIRECT(\"Measures!\"&CG$99&$BA163)<>\"\",INDIRECT(\"Measures!\"&CG$99&$BA163),\"\"),\"\")","v":""},{"$f":"INDEX('Measure Descriptions'!$A$10:$A$46,MATCH(Map_Gas_Mid[[#This Row],[Measure]],'Measure Descriptions'!$B$10:$B$46,0))","v":""},{"$f":"IF($BA163<>\"\",IF(VLOOKUP(Map_Gas_Mid[[#This Row],[Measure]],'Measure Descriptions'!$B$10:$H$46,CI$99,FALSE)<>\"\",VLOOKUP(Map_Gas_Mid[[#This Row],[Measure]],'Measure Descriptions'!$B$10:$H$46,CI$99,FALSE),\"\"),\"\")","v":""},{"$f":"IF($BA163<>\"\",IF(VLOOKUP(Map_Gas_Mid[[#This Row],[Measure]],'Measure Descriptions'!$B$10:$H$46,CJ$99,FALSE)<>\"\",VLOOKUP(Map_Gas_Mid[[#This Row],[Measure]],'Measure Descriptions'!$B$10:$H$46,CJ$99,FALSE),\"\"),\"\")","v":""},{"$f":"IF($BA163<>\"\",IF(VLOOKUP(Map_Gas_Mid[[#This Row],[Measure]],'Measure Descriptions'!$B$10:$H$46,CK$99,FALSE)<>\"\",VLOOKUP(Map_Gas_Mid[[#This Row],[Measure]],'Measure Descriptions'!$B$10:$H$46,CK$99,FALSE),\"\"),\"\")","v":""},{"$f":"IF($BA163<>\"\",IF(VLOOKUP(Map_Gas_Mid[[#This Row],[Measure]],'Measure Descriptions'!$B$10:$H$46,CL$99,FALSE)<>\"\",VLOOKUP(Map_Gas_Mid[[#This Row],[Measure]],'Measure Descriptions'!$B$10:$H$46,CL$99,FALSE),\"\"),\"\")","v":""},{"$f":"IF($BA163<>\"\",IF(VLOOKUP(Map_Gas_Mid[[#This Row],[Measure]],'Measure Descriptions'!$B$10:$H$46,CM$99,FALSE)<>\"\",VLOOKUP(Map_Gas_Mid[[#This Row],[Measure]],'Measure Descriptions'!$B$10:$H$46,CM$99,FALSE),\"\"),\"\")","v":""},{"$f":"IF($BA163<>\"\",IF(VLOOKUP(Map_Gas_Mid[[#This Row],[Measure]],'Measure Descriptions'!$B$10:$H$46,CN$99,FALSE)<>\"\",VLOOKUP(Map_Gas_Mid[[#This Row],[Measure]],'Measure Descriptions'!$B$10:$H$46,CN$99,FALSE),\"\"),\"\")","v":""},{"$f":"IF($BA163<>\"\",IF(INDIRECT(\"Measures!\"&CO$99&$BA163)<>\"\",INDIRECT(\"Measures!\"&CO$99&$BA163),\"\"),\"\")","v":""}]
[null,null,"","",{"$f":"IF($B164<>\"\",IF(INDIRECT(\"Measures!\"&E$99&$B164)<>\"\",INDIRECT(\"Measures!\"&E$99&$B164),\"\"),\"\")","v":""},{"$f":"IF($B164<>\"\",IF(INDIRECT(\"Measures!\"&F$99&$B164)<>\"\",INDIRECT(\"Measures!\"&F$99&$B164),\"\"),\"\")","v":""},{"$f":"IF($B164<>\"\",IF(INDIRECT(\"Measures!\"&G$99&$B164)<>\"\",INDIRECT(\"Measures!\"&G$99&$B164),\"\"),\"\")","v":""},{"$f":"IF($B164<>\"\",IF(INDIRECT(\"Measures!\"&H$99&$B164)<>\"\",INDIRECT(\"Measures!\"&H$99&$B164),\"\"),\"\")","v":""},{"$f":"IF($B164<>\"\",IF(INDIRECT(\"Measures!\"&I$99&$B164)<>\"\",INDIRECT(\"Measures!\"&I$99&$B164),\"\"),\"\")","v":""},{"$f":"IF($B164<>\"\",IF(INDIRECT(\"Measures!\"&J$99&$B164)<>\"\",INDIRECT(\"Measures!\"&J$99&$B164),\"\"),\"\")","v":""},{"$f":"IF($B164<>\"\",IF(INDIRECT(\"Measures!\"&K$99&$B164)<>\"\",INDIRECT(\"Measures!\"&K$99&$B164),\"\"),\"\")","v":""},{"$f":"IF($B164<>\"\",IF(INDIRECT(\"Measures!\"&L$99&$B164)<>\"\",INDIRECT(\"Measures!\"&L$99&$B164),\"\"),\"\")","v":""},{"$f":"IF($B164<>\"\",IF(INDIRECT(\"Measures!\"&M$99&$B164)<>\"\",INDIRECT(\"Measures!\"&M$99&$B164),\"\"),\"\")","v":""},{"$f":"IF($B164<>\"\",IF(INDIRECT(\"Measures!\"&N$99&$B164)<>\"\",INDIRECT(\"Measures!\"&N$99&$B164),\"\"),\"\")","v":""},{"$f":"IF($B164<>\"\",IF(INDIRECT(\"Measures!\"&O$99&$B164)<>\"\",INDIRECT(\"Measures!\"&O$99&$B164),\"\"),\"\")","v":""},{"$f":"IF($B164<>\"\",IF(INDIRECT(\"Measures!\"&P$99&$B164)<>\"\",INDIRECT(\"Measures!\"&P$99&$B164),\"\"),\"\")","v":""},{"$f":"IF($B164<>\"\",IF(INDIRECT(\"Measures!\"&Q$99&$B164)<>\"\",INDIRECT(\"Measures!\"&Q$99&$B164),\"\"),\"\")","v":""},{"$f":"IF($B164<>\"\",IF(INDIRECT(\"Measures!\"&R$99&$B164)<>\"\",INDIRECT(\"Measures!\"&R$99&$B164),\"\"),\"\")","v":""},{"$f":"IF($B164<>\"\",IF(INDIRECT(\"Measures!\"&S$99&$B164)<>\"\",INDIRECT(\"Measures!\"&S$99&$B164),\"\"),\"\")","v":""},{"$f":"IF($B164<>\"\",IF(INDIRECT(\"Measures!\"&T$99&$B164)<>\"\",INDIRECT(\"Measures!\"&T$99&$B164),\"\"),\"\")","v":""},{"$f":"IF($B164<>\"\",IF(INDIRECT(\"Measures!\"&U$99&$B164)<>\"\",INDIRECT(\"Measures!\"&U$99&$B164),\"\"),\"\")","v":""},{"$f":"IF($B164<>\"\",IF(INDIRECT(\"Measures!\"&V$99&$B164)<>\"\",INDIRECT(\"Measures!\"&V$99&$B164),\"\"),\"\")","v":""},{"$f":"IF($B164<>\"\",IF(INDIRECT(\"Measures!\"&W$99&$B164)<>\"\",INDIRECT(\"Measures!\"&W$99&$B164),\"\"),\"\")","v":""},{"$f":"IF($B164<>\"\",IF(INDIRECT(\"Measures!\"&X$99&$B164)<>\"\",INDIRECT(\"Measures!\"&X$99&$B164),\"\"),\"\")","v":""},{"$f":"IF($B164<>\"\",IF(INDIRECT(\"Measures!\"&Y$99&$B164)<>\"\",INDIRECT(\"Measures!\"&Y$99&$B164),\"\"),\"\")","v":""},{"$f":"IF($B164<>\"\",IF(INDIRECT(\"Measures!\"&Z$99&$B164)<>\"\",INDIRECT(\"Measures!\"&Z$99&$B164),\"\"),\"\")","v":""},{"$f":"IF($B164<>\"\",IF(INDIRECT(\"Measures!\"&AA$99&$B164)<>\"\",INDIRECT(\"Measures!\"&AA$99&$B164),\"\"),\"\")","v":""},{"$f":"IF($B164<>\"\",IF(INDIRECT(\"Measures!\"&AB$99&$B164)<>\"\",INDIRECT(\"Measures!\"&AB$99&$B164),\"\"),\"\")","v":""},{"$f":"IF($B164<>\"\",IF(INDIRECT(\"Measures!\"&AC$99&$B164)<>\"\",INDIRECT(\"Measures!\"&AC$99&$B164),\"\"),\"\")","v":""},{"$f":"IF($B164<>\"\",IF(INDIRECT(\"Measures!\"&AD$99&$B164)<>\"\",INDIRECT(\"Measures!\"&AD$99&$B164),\"\"),\"\")","v":""},{"$f":"IF($B164<>\"\",IF(INDIRECT(\"Measures!\"&AE$99&$B164)<>\"\",INDIRECT(\"Measures!\"&AE$99&$B164),\"\"),\"\")","v":""},{"$f":"IF($B164<>\"\",IF(INDIRECT(\"Measures!\"&AF$99&$B164)<>\"\",INDIRECT(\"Measures!\"&AF$99&$B164),\"\"),\"\")","v":""},{"$f":"IF($B164<>\"\",IF(INDIRECT(\"Measures!\"&AG$99&$B164)<>\"\",INDIRECT(\"Measures!\"&AG$99&$B164),\"\"),\"\")","v":""},{"$f":"IF($B164<>\"\",IF(INDIRECT(\"Measures!\"&AH$99&$B164)<>\"\",INDIRECT(\"Measures!\"&AH$99&$B164),\"\"),\"\")","v":""},{"$f":"INDEX('Measure Descriptions'!$A$10:$A$46,MATCH(Map_Elec_Mid[[#This Row],[Measure]],'Measure Descriptions'!$B$10:$B$46,0))","v":""},{"$f":"IF($B164<>\"\",IF(VLOOKUP(Map_Elec_Mid[[#This Row],[Measure]],'Measure Descriptions'!$B$10:$H$46,AJ$99,FALSE)<>\"\",VLOOKUP(Map_Elec_Mid[[#This Row],[Measure]],'Measure Descriptions'!$B$10:$H$46,AJ$99,FALSE),\"\"),\"\")","v":""},{"$f":"IF($B164<>\"\",IF(VLOOKUP(Map_Elec_Mid[[#This Row],[Measure]],'Measure Descriptions'!$B$10:$H$46,AK$99,FALSE)<>\"\",VLOOKUP(Map_Elec_Mid[[#This Row],[Measure]],'Measure Descriptions'!$B$10:$H$46,AK$99,FALSE),\"\"),\"\")","v":""},{"$f":"IF($B164<>\"\",IF(VLOOKUP(Map_Elec_Mid[[#This Row],[Measure]],'Measure Descriptions'!$B$10:$H$46,AL$99,FALSE)<>\"\",VLOOKUP(Map_Elec_Mid[[#This Row],[Measure]],'Measure Descriptions'!$B$10:$H$46,AL$99,FALSE),\"\"),\"\")","v":""},{"$f":"IF($B164<>\"\",IF(VLOOKUP(Map_Elec_Mid[[#This Row],[Measure]],'Measure Descriptions'!$B$10:$H$46,AM$99,FALSE)<>\"\",VLOOKUP(Map_Elec_Mid[[#This Row],[Measure]],'Measure Descriptions'!$B$10:$H$46,AM$99,FALSE),\"\"),\"\")","v":""},{"$f":"IF($B164<>\"\",IF(VLOOKUP(Map_Elec_Mid[[#This Row],[Measure]],'Measure Descriptions'!$B$10:$H$46,AN$99,FALSE)<>\"\",VLOOKUP(Map_Elec_Mid[[#This Row],[Measure]],'Measure Descriptions'!$B$10:$H$46,AN$99,FALSE),\"\"),\"\")","v":""},{"$f":"IF($B164<>\"\",IF(VLOOKUP(Map_Elec_Mid[[#This Row],[Measure]],'Measure Descriptions'!$B$10:$H$46,AO$99,FALSE)<>\"\",VLOOKUP(Map_Elec_Mid[[#This Row],[Measure]],'Measure Descriptions'!$B$10:$H$46,AO$99,FALSE),\"\"),\"\")","v":""},{"$f":"IF($B164<>\"\",IF(INDIRECT(\"Measures!\"&AP$99&$B164)<>\"\",INDIRECT(\"Measures!\"&AP$99&$B164),\"\"),\"\")","v":""},null,null,null,null,null,null,null,null,null,null,null,"","",{"$f":"IF($BA164<>\"\",IF(INDIRECT(\"Measures!\"&BD$99&$BA164)<>\"\",INDIRECT(\"Measures!\"&BD$99&$BA164),\"\"),\"\")","v":""},{"$f":"IF($BA164<>\"\",IF(INDIRECT(\"Measures!\"&BE$99&$BA164)<>\"\",INDIRECT(\"Measures!\"&BE$99&$BA164),\"\"),\"\")","v":""},{"$f":"IF($BA164<>\"\",IF(INDIRECT(\"Measures!\"&BF$99&$BA164)<>\"\",INDIRECT(\"Measures!\"&BF$99&$BA164),\"\"),\"\")","v":""},{"$f":"IF($BA164<>\"\",IF(INDIRECT(\"Measures!\"&BG$99&$BA164)<>\"\",INDIRECT(\"Measures!\"&BG$99&$BA164),\"\"),\"\")","v":""},{"$f":"IF($BA164<>\"\",IF(INDIRECT(\"Measures!\"&BH$99&$BA164)<>\"\",INDIRECT(\"Measures!\"&BH$99&$BA164),\"\"),\"\")","v":""},{"$f":"IF($BA164<>\"\",IF(INDIRECT(\"Measures!\"&BI$99&$BA164)<>\"\",INDIRECT(\"Measures!\"&BI$99&$BA164),\"\"),\"\")","v":""},{"$f":"IF($BA164<>\"\",IF(INDIRECT(\"Measures!\"&BJ$99&$BA164)<>\"\",INDIRECT(\"Measures!\"&BJ$99&$BA164),\"\"),\"\")","v":""},{"$f":"IF($BA164<>\"\",IF(INDIRECT(\"Measures!\"&BK$99&$BA164)<>\"\",INDIRECT(\"Measures!\"&BK$99&$BA164),\"\"),\"\")","v":""},{"$f":"IF($BA164<>\"\",IF(INDIRECT(\"Measures!\"&BL$99&$BA164)<>\"\",INDIRECT(\"Measures!\"&BL$99&$BA164),\"\"),\"\")","v":""},{"$f":"IF($BA164<>\"\",IF(INDIRECT(\"Measures!\"&BM$99&$BA164)<>\"\",INDIRECT(\"Measures!\"&BM$99&$BA164),\"\"),\"\")","v":""},{"$f":"IF($BA164<>\"\",IF(INDIRECT(\"Measures!\"&BN$99&$BA164)<>\"\",INDIRECT(\"Measures!\"&BN$99&$BA164),\"\"),\"\")","v":""},{"$f":"IF($BA164<>\"\",IF(INDIRECT(\"Measures!\"&BO$99&$BA164)<>\"\",INDIRECT(\"Measures!\"&BO$99&$BA164),\"\"),\"\")","v":""},{"$f":"IF($BA164<>\"\",IF(INDIRECT(\"Measures!\"&BP$99&$BA164)<>\"\",INDIRECT(\"Measures!\"&BP$99&$BA164),\"\"),\"\")","v":""},{"$f":"IF($BA164<>\"\",IF(INDIRECT(\"Measures!\"&BQ$99&$BA164)<>\"\",INDIRECT(\"Measures!\"&BQ$99&$BA164),\"\"),\"\")","v":""},{"$f":"IF($BA164<>\"\",IF(INDIRECT(\"Measures!\"&BR$99&$BA164)<>\"\",INDIRECT(\"Measures!\"&BR$99&$BA164),\"\"),\"\")","v":""},{"$f":"IF($BA164<>\"\",IF(INDIRECT(\"Measures!\"&BS$99&$BA164)<>\"\",INDIRECT(\"Measures!\"&BS$99&$BA164),\"\"),\"\")","v":""},{"$f":"IF($BA164<>\"\",IF(INDIRECT(\"Measures!\"&BT$99&$BA164)<>\"\",INDIRECT(\"Measures!\"&BT$99&$BA164),\"\"),\"\")","v":""},{"$f":"IF($BA164<>\"\",IF(INDIRECT(\"Measures!\"&BU$99&$BA164)<>\"\",INDIRECT(\"Measures!\"&BU$99&$BA164),\"\"),\"\")","v":""},{"$f":"IF($BA164<>\"\",IF(INDIRECT(\"Measures!\"&BV$99&$BA164)<>\"\",INDIRECT(\"Measures!\"&BV$99&$BA164),\"\"),\"\")","v":""},{"$f":"IF($BA164<>\"\",IF(INDIRECT(\"Measures!\"&BW$99&$BA164)<>\"\",INDIRECT(\"Measures!\"&BW$99&$BA164),\"\"),\"\")","v":""},{"$f":"IF($BA164<>\"\",IF(INDIRECT(\"Measures!\"&BX$99&$BA164)<>\"\",INDIRECT(\"Measures!\"&BX$99&$BA164),\"\"),\"\")","v":""},{"$f":"IF($BA164<>\"\",IF(INDIRECT(\"Measures!\"&BY$99&$BA164)<>\"\",INDIRECT(\"Measures!\"&BY$99&$BA164),\"\"),\"\")","v":""},{"$f":"IF($BA164<>\"\",IF(INDIRECT(\"Measures!\"&BZ$99&$BA164)<>\"\",INDIRECT(\"Measures!\"&BZ$99&$BA164),\"\"),\"\")","v":""},{"$f":"IF($BA164<>\"\",IF(INDIRECT(\"Measures!\"&CA$99&$BA164)<>\"\",INDIRECT(\"Measures!\"&CA$99&$BA164),\"\"),\"\")","v":""},{"$f":"IF($BA164<>\"\",IF(INDIRECT(\"Measures!\"&CB$99&$BA164)<>\"\",INDIRECT(\"Measures!\"&CB$99&$BA164),\"\"),\"\")","v":""},{"$f":"IF($BA164<>\"\",IF(INDIRECT(\"Measures!\"&CC$99&$BA164)<>\"\",INDIRECT(\"Measures!\"&CC$99&$BA164),\"\"),\"\")","v":""},{"$f":"IF($BA164<>\"\",IF(INDIRECT(\"Measures!\"&CD$99&$BA164)<>\"\",INDIRECT(\"Measures!\"&CD$99&$BA164),\"\"),\"\")","v":""},{"$f":"IF($BA164<>\"\",IF(INDIRECT(\"Measures!\"&CE$99&$BA164)<>\"\",INDIRECT(\"Measures!\"&CE$99&$BA164),\"\"),\"\")","v":""},{"$f":"IF($BA164<>\"\",IF(INDIRECT(\"Measures!\"&CF$99&$BA164)<>\"\",INDIRECT(\"Measures!\"&CF$99&$BA164),\"\"),\"\")","v":""},{"$f":"IF($BA164<>\"\",IF(INDIRECT(\"Measures!\"&CG$99&$BA164)<>\"\",INDIRECT(\"Measures!\"&CG$99&$BA164),\"\"),\"\")","v":""},{"$f":"INDEX('Measure Descriptions'!$A$10:$A$46,MATCH(Map_Gas_Mid[[#This Row],[Measure]],'Measure Descriptions'!$B$10:$B$46,0))","v":""},{"$f":"IF($BA164<>\"\",IF(VLOOKUP(Map_Gas_Mid[[#This Row],[Measure]],'Measure Descriptions'!$B$10:$H$46,CI$99,FALSE)<>\"\",VLOOKUP(Map_Gas_Mid[[#This Row],[Measure]],'Measure Descriptions'!$B$10:$H$46,CI$99,FALSE),\"\"),\"\")","v":""},{"$f":"IF($BA164<>\"\",IF(VLOOKUP(Map_Gas_Mid[[#This Row],[Measure]],'Measure Descriptions'!$B$10:$H$46,CJ$99,FALSE)<>\"\",VLOOKUP(Map_Gas_Mid[[#This Row],[Measure]],'Measure Descriptions'!$B$10:$H$46,CJ$99,FALSE),\"\"),\"\")","v":""},{"$f":"IF($BA164<>\"\",IF(VLOOKUP(Map_Gas_Mid[[#This Row],[Measure]],'Measure Descriptions'!$B$10:$H$46,CK$99,FALSE)<>\"\",VLOOKUP(Map_Gas_Mid[[#This Row],[Measure]],'Measure Descriptions'!$B$10:$H$46,CK$99,FALSE),\"\"),\"\")","v":""},{"$f":"IF($BA164<>\"\",IF(VLOOKUP(Map_Gas_Mid[[#This Row],[Measure]],'Measure Descriptions'!$B$10:$H$46,CL$99,FALSE)<>\"\",VLOOKUP(Map_Gas_Mid[[#This Row],[Measure]],'Measure Descriptions'!$B$10:$H$46,CL$99,FALSE),\"\"),\"\")","v":""},{"$f":"IF($BA164<>\"\",IF(VLOOKUP(Map_Gas_Mid[[#This Row],[Measure]],'Measure Descriptions'!$B$10:$H$46,CM$99,FALSE)<>\"\",VLOOKUP(Map_Gas_Mid[[#This Row],[Measure]],'Measure Descriptions'!$B$10:$H$46,CM$99,FALSE),\"\"),\"\")","v":""},{"$f":"IF($BA164<>\"\",IF(VLOOKUP(Map_Gas_Mid[[#This Row],[Measure]],'Measure Descriptions'!$B$10:$H$46,CN$99,FALSE)<>\"\",VLOOKUP(Map_Gas_Mid[[#This Row],[Measure]],'Measure Descriptions'!$B$10:$H$46,CN$99,FALSE),\"\"),\"\")","v":""},{"$f":"IF($BA164<>\"\",IF(INDIRECT(\"Measures!\"&CO$99&$BA164)<>\"\",INDIRECT(\"Measures!\"&CO$99&$BA164),\"\"),\"\")","v":""}]
[null,null,{"$f":"IF($B165<>\"\",BuildingID&\"-\"&WOSelection&\"-MID\",\"\")","v":""},{"$f":"IF($B165<>\"\",BuildingID&\"-\"&WOSelection&\"-CMP\",\"\")","v":""},{"$f":"IF($B165<>\"\",IF(INDIRECT(\"Measures!\"&E$99&$B165)<>\"\",INDIRECT(\"Measures!\"&E$99&$B165),\"\"),\"\")","v":""},{"$f":"IF($B165<>\"\",IF(INDIRECT(\"Measures!\"&F$99&$B165)<>\"\",INDIRECT(\"Measures!\"&F$99&$B165),\"\"),\"\")","v":""},{"$f":"IF($B165<>\"\",IF(INDIRECT(\"Measures!\"&G$99&$B165)<>\"\",INDIRECT(\"Measures!\"&G$99&$B165),\"\"),\"\")","v":""},{"$f":"IF($B165<>\"\",IF(INDIRECT(\"Measures!\"&H$99&$B165)<>\"\",INDIRECT(\"Measures!\"&H$99&$B165),\"\"),\"\")","v":""},{"$f":"IF($B165<>\"\",IF(INDIRECT(\"Measures!\"&I$99&$B165)<>\"\",INDIRECT(\"Measures!\"&I$99&$B165),\"\"),\"\")","v":""},{"$f":"IF($B165<>\"\",IF(INDIRECT(\"Measures!\"&J$99&$B165)<>\"\",INDIRECT(\"Measures!\"&J$99&$B165),\"\"),\"\")","v":""},{"$f":"IF($B165<>\"\",IF(INDIRECT(\"Measures!\"&K$99&$B165)<>\"\",INDIRECT(\"Measures!\"&K$99&$B165),\"\"),\"\")","v":""},{"$f":"IF($B165<>\"\",IF(INDIRECT(\"Measures!\"&L$99&$B165)<>\"\",INDIRECT(\"Measures!\"&L$99&$B165),\"\"),\"\")","v":""},{"$f":"IF($B165<>\"\",IF(INDIRECT(\"Measures!\"&M$99&$B165)<>\"\",INDIRECT(\"Measures!\"&M$99&$B165),\"\"),\"\")","v":""},{"$f":"IF($B165<>\"\",IF(INDIRECT(\"Measures!\"&N$99&$B165)<>\"\",INDIRECT(\"Measures!\"&N$99&$B165),\"\"),\"\")","v":""},{"$f":"IF($B165<>\"\",IF(INDIRECT(\"Measures!\"&O$99&$B165)<>\"\",INDIRECT(\"Measures!\"&O$99&$B165),\"\"),\"\")","v":""},{"$f":"IF($B165<>\"\",IF(INDIRECT(\"Measures!\"&P$99&$B165)<>\"\",INDIRECT(\"Measures!\"&P$99&$B165),\"\"),\"\")","v":""},{"$f":"IF($B165<>\"\",IF(INDIRECT(\"Measures!\"&Q$99&$B165)<>\"\",INDIRECT(\"Measures!\"&Q$99&$B165),\"\"),\"\")","v":""},{"$f":"IF($B165<>\"\",IF(INDIRECT(\"Measures!\"&R$99&$B165)<>\"\",INDIRECT(\"Measures!\"&R$99&$B165),\"\"),\"\")","v":""},{"$f":"IF($B165<>\"\",IF(INDIRECT(\"Measures!\"&S$99&$B165)<>\"\",INDIRECT(\"Measures!\"&S$99&$B165),\"\"),\"\")","v":""},{"$f":"IF($B165<>\"\",IF(INDIRECT(\"Measures!\"&T$99&$B165)<>\"\",INDIRECT(\"Measures!\"&T$99&$B165),\"\"),\"\")","v":""},{"$f":"IF($B165<>\"\",IF(INDIRECT(\"Measures!\"&U$99&$B165)<>\"\",INDIRECT(\"Measures!\"&U$99&$B165),\"\"),\"\")","v":""},{"$f":"IF($B165<>\"\",IF(INDIRECT(\"Measures!\"&V$99&$B165)<>\"\",INDIRECT(\"Measures!\"&V$99&$B165),\"\"),\"\")","v":""},{"$f":"IF($B165<>\"\",IF(INDIRECT(\"Measures!\"&W$99&$B165)<>\"\",INDIRECT(\"Measures!\"&W$99&$B165),\"\"),\"\")","v":""},{"$f":"IF($B165<>\"\",IF(INDIRECT(\"Measures!\"&X$99&$B165)<>\"\",INDIRECT(\"Measures!\"&X$99&$B165),\"\"),\"\")","v":""},{"$f":"IF($B165<>\"\",IF(INDIRECT(\"Measures!\"&Y$99&$B165)<>\"\",INDIRECT(\"Measures!\"&Y$99&$B165),\"\"),\"\")","v":""},{"$f":"IF($B165<>\"\",IF(INDIRECT(\"Measures!\"&Z$99&$B165)<>\"\",INDIRECT(\"Measures!\"&Z$99&$B165),\"\"),\"\")","v":""},{"$f":"IF($B165<>\"\",IF(INDIRECT(\"Measures!\"&AA$99&$B165)<>\"\",INDIRECT(\"Measures!\"&AA$99&$B165),\"\"),\"\")","v":""},{"$f":"IF($B165<>\"\",IF(INDIRECT(\"Measures!\"&AB$99&$B165)<>\"\",INDIRECT(\"Measures!\"&AB$99&$B165),\"\"),\"\")","v":""},{"$f":"IF($B165<>\"\",IF(INDIRECT(\"Measures!\"&AC$99&$B165)<>\"\",INDIRECT(\"Measures!\"&AC$99&$B165),\"\"),\"\")","v":""},{"$f":"IF($B165<>\"\",IF(INDIRECT(\"Measures!\"&AD$99&$B165)<>\"\",INDIRECT(\"Measures!\"&AD$99&$B165),\"\"),\"\")","v":""},{"$f":"IF($B165<>\"\",IF(INDIRECT(\"Measures!\"&AE$99&$B165)<>\"\",INDIRECT(\"Measures!\"&AE$99&$B165),\"\"),\"\")","v":""},{"$f":"IF($B165<>\"\",IF(INDIRECT(\"Measures!\"&AF$99&$B165)<>\"\",INDIRECT(\"Measures!\"&AF$99&$B165),\"\"),\"\")","v":""},{"$f":"IF($B165<>\"\",IF(INDIRECT(\"Measures!\"&AG$99&$B165)<>\"\",INDIRECT(\"Measures!\"&AG$99&$B165),\"\"),\"\")","v":""},{"$f":"IF($B165<>\"\",IF(INDIRECT(\"Measures!\"&AH$99&$B165)<>\"\",INDIRECT(\"Measures!\"&AH$99&$B165),\"\"),\"\")","v":""},{"$f":"INDEX('Measure Descriptions'!$A$10:$A$46,MATCH(Map_Elec_Mid[[#This Row],[Measure]],'Measure Descriptions'!$B$10:$B$46,0))","v":""},{"$f":"IF($B165<>\"\",IF(VLOOKUP(Map_Elec_Mid[[#This Row],[Measure]],'Measure Descriptions'!$B$10:$H$46,AJ$99,FALSE)<>\"\",VLOOKUP(Map_Elec_Mid[[#This Row],[Measure]],'Measure Descriptions'!$B$10:$H$46,AJ$99,FALSE),\"\"),\"\")","v":""},{"$f":"IF($B165<>\"\",IF(VLOOKUP(Map_Elec_Mid[[#This Row],[Measure]],'Measure Descriptions'!$B$10:$H$46,AK$99,FALSE)<>\"\",VLOOKUP(Map_Elec_Mid[[#This Row],[Measure]],'Measure Descriptions'!$B$10:$H$46,AK$99,FALSE),\"\"),\"\")","v":""},{"$f":"IF($B165<>\"\",IF(VLOOKUP(Map_Elec_Mid[[#This Row],[Measure]],'Measure Descriptions'!$B$10:$H$46,AL$99,FALSE)<>\"\",VLOOKUP(Map_Elec_Mid[[#This Row],[Measure]],'Measure Descriptions'!$B$10:$H$46,AL$99,FALSE),\"\"),\"\")","v":""},{"$f":"IF($B165<>\"\",IF(VLOOKUP(Map_Elec_Mid[[#This Row],[Measure]],'Measure Descriptions'!$B$10:$H$46,AM$99,FALSE)<>\"\",VLOOKUP(Map_Elec_Mid[[#This Row],[Measure]],'Measure Descriptions'!$B$10:$H$46,AM$99,FALSE),\"\"),\"\")","v":""},{"$f":"IF($B165<>\"\",IF(VLOOKUP(Map_Elec_Mid[[#This Row],[Measure]],'Measure Descriptions'!$B$10:$H$46,AN$99,FALSE)<>\"\",VLOOKUP(Map_Elec_Mid[[#This Row],[Measure]],'Measure Descriptions'!$B$10:$H$46,AN$99,FALSE),\"\"),\"\")","v":""},{"$f":"IF($B165<>\"\",IF(VLOOKUP(Map_Elec_Mid[[#This Row],[Measure]],'Measure Descriptions'!$B$10:$H$46,AO$99,FALSE)<>\"\",VLOOKUP(Map_Elec_Mid[[#This Row],[Measure]],'Measure Descriptions'!$B$10:$H$46,AO$99,FALSE),\"\"),\"\")","v":""},{"$f":"IF($B165<>\"\",IF(INDIRECT(\"Measures!\"&AP$99&$B165)<>\"\",INDIRECT(\"Measures!\"&AP$99&$B165),\"\"),\"\")","v":""},null,null,null,null,null,null,null,null,null,null,null,{"$f":"IF($BA165<>\"\",BuildingID&\"-\"&WOSelection&\"-MID\",\"\")","v":""},{"$f":"IF($BA165<>\"\",BuildingID&\"-\"&WOSelection&\"-CMP\",\"\")","v":""},{"$f":"IF($BA165<>\"\",IF(INDIRECT(\"Measures!\"&BD$99&$BA165)<>\"\",INDIRECT(\"Measures!\"&BD$99&$BA165),\"\"),\"\")","v":""},{"$f":"IF($BA165<>\"\",IF(INDIRECT(\"Measures!\"&BE$99&$BA165)<>\"\",INDIRECT(\"Measures!\"&BE$99&$BA165),\"\"),\"\")","v":""},{"$f":"IF($BA165<>\"\",IF(INDIRECT(\"Measures!\"&BF$99&$BA165)<>\"\",INDIRECT(\"Measures!\"&BF$99&$BA165),\"\"),\"\")","v":""},{"$f":"IF($BA165<>\"\",IF(INDIRECT(\"Measures!\"&BG$99&$BA165)<>\"\",INDIRECT(\"Measures!\"&BG$99&$BA165),\"\"),\"\")","v":""},{"$f":"IF($BA165<>\"\",IF(INDIRECT(\"Measures!\"&BH$99&$BA165)<>\"\",INDIRECT(\"Measures!\"&BH$99&$BA165),\"\"),\"\")","v":""},{"$f":"IF($BA165<>\"\",IF(INDIRECT(\"Measures!\"&BI$99&$BA165)<>\"\",INDIRECT(\"Measures!\"&BI$99&$BA165),\"\"),\"\")","v":""},{"$f":"IF($BA165<>\"\",IF(INDIRECT(\"Measures!\"&BJ$99&$BA165)<>\"\",INDIRECT(\"Measures!\"&BJ$99&$BA165),\"\"),\"\")","v":""},{"$f":"IF($BA165<>\"\",IF(INDIRECT(\"Measures!\"&BK$99&$BA165)<>\"\",INDIRECT(\"Measures!\"&BK$99&$BA165),\"\"),\"\")","v":""},{"$f":"IF($BA165<>\"\",IF(INDIRECT(\"Measures!\"&BL$99&$BA165)<>\"\",INDIRECT(\"Measures!\"&BL$99&$BA165),\"\"),\"\")","v":""},{"$f":"IF($BA165<>\"\",IF(INDIRECT(\"Measures!\"&BM$99&$BA165)<>\"\",INDIRECT(\"Measures!\"&BM$99&$BA165),\"\"),\"\")","v":""},{"$f":"IF($BA165<>\"\",IF(INDIRECT(\"Measures!\"&BN$99&$BA165)<>\"\",INDIRECT(\"Measures!\"&BN$99&$BA165),\"\"),\"\")","v":""},{"$f":"IF($BA165<>\"\",IF(INDIRECT(\"Measures!\"&BO$99&$BA165)<>\"\",INDIRECT(\"Measures!\"&BO$99&$BA165),\"\"),\"\")","v":""},{"$f":"IF($BA165<>\"\",IF(INDIRECT(\"Measures!\"&BP$99&$BA165)<>\"\",INDIRECT(\"Measures!\"&BP$99&$BA165),\"\"),\"\")","v":""},{"$f":"IF($BA165<>\"\",IF(INDIRECT(\"Measures!\"&BQ$99&$BA165)<>\"\",INDIRECT(\"Measures!\"&BQ$99&$BA165),\"\"),\"\")","v":""},{"$f":"IF($BA165<>\"\",IF(INDIRECT(\"Measures!\"&BR$99&$BA165)<>\"\",INDIRECT(\"Measures!\"&BR$99&$BA165),\"\"),\"\")","v":""},{"$f":"IF($BA165<>\"\",IF(INDIRECT(\"Measures!\"&BS$99&$BA165)<>\"\",INDIRECT(\"Measures!\"&BS$99&$BA165),\"\"),\"\")","v":""},{"$f":"IF($BA165<>\"\",IF(INDIRECT(\"Measures!\"&BT$99&$BA165)<>\"\",INDIRECT(\"Measures!\"&BT$99&$BA165),\"\"),\"\")","v":""},{"$f":"IF($BA165<>\"\",IF(INDIRECT(\"Measures!\"&BU$99&$BA165)<>\"\",INDIRECT(\"Measures!\"&BU$99&$BA165),\"\"),\"\")","v":""},{"$f":"IF($BA165<>\"\",IF(INDIRECT(\"Measures!\"&BV$99&$BA165)<>\"\",INDIRECT(\"Measures!\"&BV$99&$BA165),\"\"),\"\")","v":""},{"$f":"IF($BA165<>\"\",IF(INDIRECT(\"Measures!\"&BW$99&$BA165)<>\"\",INDIRECT(\"Measures!\"&BW$99&$BA165),\"\"),\"\")","v":""},{"$f":"IF($BA165<>\"\",IF(INDIRECT(\"Measures!\"&BX$99&$BA165)<>\"\",INDIRECT(\"Measures!\"&BX$99&$BA165),\"\"),\"\")","v":""},{"$f":"IF($BA165<>\"\",IF(INDIRECT(\"Measures!\"&BY$99&$BA165)<>\"\",INDIRECT(\"Measures!\"&BY$99&$BA165),\"\"),\"\")","v":""},{"$f":"IF($BA165<>\"\",IF(INDIRECT(\"Measures!\"&BZ$99&$BA165)<>\"\",INDIRECT(\"Measures!\"&BZ$99&$BA165),\"\"),\"\")","v":""},{"$f":"IF($BA165<>\"\",IF(INDIRECT(\"Measures!\"&CA$99&$BA165)<>\"\",INDIRECT(\"Measures!\"&CA$99&$BA165),\"\"),\"\")","v":""},{"$f":"IF($BA165<>\"\",IF(INDIRECT(\"Measures!\"&CB$99&$BA165)<>\"\",INDIRECT(\"Measures!\"&CB$99&$BA165),\"\"),\"\")","v":""},{"$f":"IF($BA165<>\"\",IF(INDIRECT(\"Measures!\"&CC$99&$BA165)<>\"\",INDIRECT(\"Measures!\"&CC$99&$BA165),\"\"),\"\")","v":""},{"$f":"IF($BA165<>\"\",IF(INDIRECT(\"Measures!\"&CD$99&$BA165)<>\"\",INDIRECT(\"Measures!\"&CD$99&$BA165),\"\"),\"\")","v":""},{"$f":"IF($BA165<>\"\",IF(INDIRECT(\"Measures!\"&CE$99&$BA165)<>\"\",INDIRECT(\"Measures!\"&CE$99&$BA165),\"\"),\"\")","v":""},{"$f":"IF($BA165<>\"\",IF(INDIRECT(\"Measures!\"&CF$99&$BA165)<>\"\",INDIRECT(\"Measures!\"&CF$99&$BA165),\"\"),\"\")","v":""},{"$f":"IF($BA165<>\"\",IF(INDIRECT(\"Measures!\"&CG$99&$BA165)<>\"\",INDIRECT(\"Measures!\"&CG$99&$BA165),\"\"),\"\")","v":""},{"$f":"INDEX('Measure Descriptions'!$A$10:$A$46,MATCH(Map_Gas_Mid[[#This Row],[Measure]],'Measure Descriptions'!$B$10:$B$46,0))","v":""},{"$f":"IF($BA165<>\"\",IF(VLOOKUP(Map_Gas_Mid[[#This Row],[Measure]],'Measure Descriptions'!$B$10:$H$46,CI$99,FALSE)<>\"\",VLOOKUP(Map_Gas_Mid[[#This Row],[Measure]],'Measure Descriptions'!$B$10:$H$46,CI$99,FALSE),\"\"),\"\")","v":""},{"$f":"IF($BA165<>\"\",IF(VLOOKUP(Map_Gas_Mid[[#This Row],[Measure]],'Measure Descriptions'!$B$10:$H$46,CJ$99,FALSE)<>\"\",VLOOKUP(Map_Gas_Mid[[#This Row],[Measure]],'Measure Descriptions'!$B$10:$H$46,CJ$99,FALSE),\"\"),\"\")","v":""},{"$f":"IF($BA165<>\"\",IF(VLOOKUP(Map_Gas_Mid[[#This Row],[Measure]],'Measure Descriptions'!$B$10:$H$46,CK$99,FALSE)<>\"\",VLOOKUP(Map_Gas_Mid[[#This Row],[Measure]],'Measure Descriptions'!$B$10:$H$46,CK$99,FALSE),\"\"),\"\")","v":""},{"$f":"IF($BA165<>\"\",IF(VLOOKUP(Map_Gas_Mid[[#This Row],[Measure]],'Measure Descriptions'!$B$10:$H$46,CL$99,FALSE)<>\"\",VLOOKUP(Map_Gas_Mid[[#This Row],[Measure]],'Measure Descriptions'!$B$10:$H$46,CL$99,FALSE),\"\"),\"\")","v":""},{"$f":"IF($BA165<>\"\",IF(VLOOKUP(Map_Gas_Mid[[#This Row],[Measure]],'Measure Descriptions'!$B$10:$H$46,CM$99,FALSE)<>\"\",VLOOKUP(Map_Gas_Mid[[#This Row],[Measure]],'Measure Descriptions'!$B$10:$H$46,CM$99,FALSE),\"\"),\"\")","v":""},{"$f":"IF($BA165<>\"\",IF(VLOOKUP(Map_Gas_Mid[[#This Row],[Measure]],'Measure Descriptions'!$B$10:$H$46,CN$99,FALSE)<>\"\",VLOOKUP(Map_Gas_Mid[[#This Row],[Measure]],'Measure Descriptions'!$B$10:$H$46,CN$99,FALSE),\"\"),\"\")","v":""},{"$f":"IF($BA165<>\"\",IF(INDIRECT(\"Measures!\"&CO$99&$BA165)<>\"\",INDIRECT(\"Measures!\"&CO$99&$BA165),\"\"),\"\")","v":""}]
[null,null,"","",{"$f":"IF($B166<>\"\",IF(INDIRECT(\"Measures!\"&E$99&$B166)<>\"\",INDIRECT(\"Measures!\"&E$99&$B166),\"\"),\"\")","v":""},{"$f":"IF($B166<>\"\",IF(INDIRECT(\"Measures!\"&F$99&$B166)<>\"\",INDIRECT(\"Measures!\"&F$99&$B166),\"\"),\"\")","v":""},{"$f":"IF($B166<>\"\",IF(INDIRECT(\"Measures!\"&G$99&$B166)<>\"\",INDIRECT(\"Measures!\"&G$99&$B166),\"\"),\"\")","v":""},{"$f":"IF($B166<>\"\",IF(INDIRECT(\"Measures!\"&H$99&$B166)<>\"\",INDIRECT(\"Measures!\"&H$99&$B166),\"\"),\"\")","v":""},{"$f":"IF($B166<>\"\",IF(INDIRECT(\"Measures!\"&I$99&$B166)<>\"\",INDIRECT(\"Measures!\"&I$99&$B166),\"\"),\"\")","v":""},{"$f":"IF($B166<>\"\",IF(INDIRECT(\"Measures!\"&J$99&$B166)<>\"\",INDIRECT(\"Measures!\"&J$99&$B166),\"\"),\"\")","v":""},{"$f":"IF($B166<>\"\",IF(INDIRECT(\"Measures!\"&K$99&$B166)<>\"\",INDIRECT(\"Measures!\"&K$99&$B166),\"\"),\"\")","v":""},{"$f":"IF($B166<>\"\",IF(INDIRECT(\"Measures!\"&L$99&$B166)<>\"\",INDIRECT(\"Measures!\"&L$99&$B166),\"\"),\"\")","v":""},{"$f":"IF($B166<>\"\",IF(INDIRECT(\"Measures!\"&M$99&$B166)<>\"\",INDIRECT(\"Measures!\"&M$99&$B166),\"\"),\"\")","v":""},{"$f":"IF($B166<>\"\",IF(INDIRECT(\"Measures!\"&N$99&$B166)<>\"\",INDIRECT(\"Measures!\"&N$99&$B166),\"\"),\"\")","v":""},{"$f":"IF($B166<>\"\",IF(INDIRECT(\"Measures!\"&O$99&$B166)<>\"\",INDIRECT(\"Measures!\"&O$99&$B166),\"\"),\"\")","v":""},{"$f":"IF($B166<>\"\",IF(INDIRECT(\"Measures!\"&P$99&$B166)<>\"\",INDIRECT(\"Measures!\"&P$99&$B166),\"\"),\"\")","v":""},{"$f":"IF($B166<>\"\",IF(INDIRECT(\"Measures!\"&Q$99&$B166)<>\"\",INDIRECT(\"Measures!\"&Q$99&$B166),\"\"),\"\")","v":""},{"$f":"IF($B166<>\"\",IF(INDIRECT(\"Measures!\"&R$99&$B166)<>\"\",INDIRECT(\"Measures!\"&R$99&$B166),\"\"),\"\")","v":""},{"$f":"IF($B166<>\"\",IF(INDIRECT(\"Measures!\"&S$99&$B166)<>\"\",INDIRECT(\"Measures!\"&S$99&$B166),\"\"),\"\")","v":""},{"$f":"IF($B166<>\"\",IF(INDIRECT(\"Measures!\"&T$99&$B166)<>\"\",INDIRECT(\"Measures!\"&T$99&$B166),\"\"),\"\")","v":""},{"$f":"IF($B166<>\"\",IF(INDIRECT(\"Measures!\"&U$99&$B166)<>\"\",INDIRECT(\"Measures!\"&U$99&$B166),\"\"),\"\")","v":""},{"$f":"IF($B166<>\"\",IF(INDIRECT(\"Measures!\"&V$99&$B166)<>\"\",INDIRECT(\"Measures!\"&V$99&$B166),\"\"),\"\")","v":""},{"$f":"IF($B166<>\"\",IF(INDIRECT(\"Measures!\"&W$99&$B166)<>\"\",INDIRECT(\"Measures!\"&W$99&$B166),\"\"),\"\")","v":""},{"$f":"IF($B166<>\"\",IF(INDIRECT(\"Measures!\"&X$99&$B166)<>\"\",INDIRECT(\"Measures!\"&X$99&$B166),\"\"),\"\")","v":""},{"$f":"IF($B166<>\"\",IF(INDIRECT(\"Measures!\"&Y$99&$B166)<>\"\",INDIRECT(\"Measures!\"&Y$99&$B166),\"\"),\"\")","v":""},{"$f":"IF($B166<>\"\",IF(INDIRECT(\"Measures!\"&Z$99&$B166)<>\"\",INDIRECT(\"Measures!\"&Z$99&$B166),\"\"),\"\")","v":""},{"$f":"IF($B166<>\"\",IF(INDIRECT(\"Measures!\"&AA$99&$B166)<>\"\",INDIRECT(\"Measures!\"&AA$99&$B166),\"\"),\"\")","v":""},{"$f":"IF($B166<>\"\",IF(INDIRECT(\"Measures!\"&AB$99&$B166)<>\"\",INDIRECT(\"Measures!\"&AB$99&$B166),\"\"),\"\")","v":""},{"$f":"IF($B166<>\"\",IF(INDIRECT(\"Measures!\"&AC$99&$B166)<>\"\",INDIRECT(\"Measures!\"&AC$99&$B166),\"\"),\"\")","v":""},{"$f":"IF($B166<>\"\",IF(INDIRECT(\"Measures!\"&AD$99&$B166)<>\"\",INDIRECT(\"Measures!\"&AD$99&$B166),\"\"),\"\")","v":""},{"$f":"IF($B166<>\"\",IF(INDIRECT(\"Measures!\"&AE$99&$B166)<>\"\",INDIRECT(\"Measures!\"&AE$99&$B166),\"\"),\"\")","v":""},{"$f":"IF($B166<>\"\",IF(INDIRECT(\"Measures!\"&AF$99&$B166)<>\"\",INDIRECT(\"Measures!\"&AF$99&$B166),\"\"),\"\")","v":""},{"$f":"IF($B166<>\"\",IF(INDIRECT(\"Measures!\"&AG$99&$B166)<>\"\",INDIRECT(\"Measures!\"&AG$99&$B166),\"\"),\"\")","v":""},{"$f":"IF($B166<>\"\",IF(INDIRECT(\"Measures!\"&AH$99&$B166)<>\"\",INDIRECT(\"Measures!\"&AH$99&$B166),\"\"),\"\")","v":""},{"$f":"INDEX('Measure Descriptions'!$A$10:$A$46,MATCH(Map_Elec_Mid[[#This Row],[Measure]],'Measure Descriptions'!$B$10:$B$46,0))","v":""},{"$f":"IF($B166<>\"\",IF(VLOOKUP(Map_Elec_Mid[[#This Row],[Measure]],'Measure Descriptions'!$B$10:$H$46,AJ$99,FALSE)<>\"\",VLOOKUP(Map_Elec_Mid[[#This Row],[Measure]],'Measure Descriptions'!$B$10:$H$46,AJ$99,FALSE),\"\"),\"\")","v":""},{"$f":"IF($B166<>\"\",IF(VLOOKUP(Map_Elec_Mid[[#This Row],[Measure]],'Measure Descriptions'!$B$10:$H$46,AK$99,FALSE)<>\"\",VLOOKUP(Map_Elec_Mid[[#This Row],[Measure]],'Measure Descriptions'!$B$10:$H$46,AK$99,FALSE),\"\"),\"\")","v":""},{"$f":"IF($B166<>\"\",IF(VLOOKUP(Map_Elec_Mid[[#This Row],[Measure]],'Measure Descriptions'!$B$10:$H$46,AL$99,FALSE)<>\"\",VLOOKUP(Map_Elec_Mid[[#This Row],[Measure]],'Measure Descriptions'!$B$10:$H$46,AL$99,FALSE),\"\"),\"\")","v":""},{"$f":"IF($B166<>\"\",IF(VLOOKUP(Map_Elec_Mid[[#This Row],[Measure]],'Measure Descriptions'!$B$10:$H$46,AM$99,FALSE)<>\"\",VLOOKUP(Map_Elec_Mid[[#This Row],[Measure]],'Measure Descriptions'!$B$10:$H$46,AM$99,FALSE),\"\"),\"\")","v":""},{"$f":"IF($B166<>\"\",IF(VLOOKUP(Map_Elec_Mid[[#This Row],[Measure]],'Measure Descriptions'!$B$10:$H$46,AN$99,FALSE)<>\"\",VLOOKUP(Map_Elec_Mid[[#This Row],[Measure]],'Measure Descriptions'!$B$10:$H$46,AN$99,FALSE),\"\"),\"\")","v":""},{"$f":"IF($B166<>\"\",IF(VLOOKUP(Map_Elec_Mid[[#This Row],[Measure]],'Measure Descriptions'!$B$10:$H$46,AO$99,FALSE)<>\"\",VLOOKUP(Map_Elec_Mid[[#This Row],[Measure]],'Measure Descriptions'!$B$10:$H$46,AO$99,FALSE),\"\"),\"\")","v":""},{"$f":"IF($B166<>\"\",IF(INDIRECT(\"Measures!\"&AP$99&$B166)<>\"\",INDIRECT(\"Measures!\"&AP$99&$B166),\"\"),\"\")","v":""},null,null,null,null,null,null,null,null,null,null,null,"","",{"$f":"IF($BA166<>\"\",IF(INDIRECT(\"Measures!\"&BD$99&$BA166)<>\"\",INDIRECT(\"Measures!\"&BD$99&$BA166),\"\"),\"\")","v":""},{"$f":"IF($BA166<>\"\",IF(INDIRECT(\"Measures!\"&BE$99&$BA166)<>\"\",INDIRECT(\"Measures!\"&BE$99&$BA166),\"\"),\"\")","v":""},{"$f":"IF($BA166<>\"\",IF(INDIRECT(\"Measures!\"&BF$99&$BA166)<>\"\",INDIRECT(\"Measures!\"&BF$99&$BA166),\"\"),\"\")","v":""},{"$f":"IF($BA166<>\"\",IF(INDIRECT(\"Measures!\"&BG$99&$BA166)<>\"\",INDIRECT(\"Measures!\"&BG$99&$BA166),\"\"),\"\")","v":""},{"$f":"IF($BA166<>\"\",IF(INDIRECT(\"Measures!\"&BH$99&$BA166)<>\"\",INDIRECT(\"Measures!\"&BH$99&$BA166),\"\"),\"\")","v":""},{"$f":"IF($BA166<>\"\",IF(INDIRECT(\"Measures!\"&BI$99&$BA166)<>\"\",INDIRECT(\"Measures!\"&BI$99&$BA166),\"\"),\"\")","v":""},{"$f":"IF($BA166<>\"\",IF(INDIRECT(\"Measures!\"&BJ$99&$BA166)<>\"\",INDIRECT(\"Measures!\"&BJ$99&$BA166),\"\"),\"\")","v":""},{"$f":"IF($BA166<>\"\",IF(INDIRECT(\"Measures!\"&BK$99&$BA166)<>\"\",INDIRECT(\"Measures!\"&BK$99&$BA166),\"\"),\"\")","v":""},{"$f":"IF($BA166<>\"\",IF(INDIRECT(\"Measures!\"&BL$99&$BA166)<>\"\",INDIRECT(\"Measures!\"&BL$99&$BA166),\"\"),\"\")","v":""},{"$f":"IF($BA166<>\"\",IF(INDIRECT(\"Measures!\"&BM$99&$BA166)<>\"\",INDIRECT(\"Measures!\"&BM$99&$BA166),\"\"),\"\")","v":""},{"$f":"IF($BA166<>\"\",IF(INDIRECT(\"Measures!\"&BN$99&$BA166)<>\"\",INDIRECT(\"Measures!\"&BN$99&$BA166),\"\"),\"\")","v":""},{"$f":"IF($BA166<>\"\",IF(INDIRECT(\"Measures!\"&BO$99&$BA166)<>\"\",INDIRECT(\"Measures!\"&BO$99&$BA166),\"\"),\"\")","v":""},{"$f":"IF($BA166<>\"\",IF(INDIRECT(\"Measures!\"&BP$99&$BA166)<>\"\",INDIRECT(\"Measures!\"&BP$99&$BA166),\"\"),\"\")","v":""},{"$f":"IF($BA166<>\"\",IF(INDIRECT(\"Measures!\"&BQ$99&$BA166)<>\"\",INDIRECT(\"Measures!\"&BQ$99&$BA166),\"\"),\"\")","v":""},{"$f":"IF($BA166<>\"\",IF(INDIRECT(\"Measures!\"&BR$99&$BA166)<>\"\",INDIRECT(\"Measures!\"&BR$99&$BA166),\"\"),\"\")","v":""},{"$f":"IF($BA166<>\"\",IF(INDIRECT(\"Measures!\"&BS$99&$BA166)<>\"\",INDIRECT(\"Measures!\"&BS$99&$BA166),\"\"),\"\")","v":""},{"$f":"IF($BA166<>\"\",IF(INDIRECT(\"Measures!\"&BT$99&$BA166)<>\"\",INDIRECT(\"Measures!\"&BT$99&$BA166),\"\"),\"\")","v":""},{"$f":"IF($BA166<>\"\",IF(INDIRECT(\"Measures!\"&BU$99&$BA166)<>\"\",INDIRECT(\"Measures!\"&BU$99&$BA166),\"\"),\"\")","v":""},{"$f":"IF($BA166<>\"\",IF(INDIRECT(\"Measures!\"&BV$99&$BA166)<>\"\",INDIRECT(\"Measures!\"&BV$99&$BA166),\"\"),\"\")","v":""},{"$f":"IF($BA166<>\"\",IF(INDIRECT(\"Measures!\"&BW$99&$BA166)<>\"\",INDIRECT(\"Measures!\"&BW$99&$BA166),\"\"),\"\")","v":""},{"$f":"IF($BA166<>\"\",IF(INDIRECT(\"Measures!\"&BX$99&$BA166)<>\"\",INDIRECT(\"Measures!\"&BX$99&$BA166),\"\"),\"\")","v":""},{"$f":"IF($BA166<>\"\",IF(INDIRECT(\"Measures!\"&BY$99&$BA166)<>\"\",INDIRECT(\"Measures!\"&BY$99&$BA166),\"\"),\"\")","v":""},{"$f":"IF($BA166<>\"\",IF(INDIRECT(\"Measures!\"&BZ$99&$BA166)<>\"\",INDIRECT(\"Measures!\"&BZ$99&$BA166),\"\"),\"\")","v":""},{"$f":"IF($BA166<>\"\",IF(INDIRECT(\"Measures!\"&CA$99&$BA166)<>\"\",INDIRECT(\"Measures!\"&CA$99&$BA166),\"\"),\"\")","v":""},{"$f":"IF($BA166<>\"\",IF(INDIRECT(\"Measures!\"&CB$99&$BA166)<>\"\",INDIRECT(\"Measures!\"&CB$99&$BA166),\"\"),\"\")","v":""},{"$f":"IF($BA166<>\"\",IF(INDIRECT(\"Measures!\"&CC$99&$BA166)<>\"\",INDIRECT(\"Measures!\"&CC$99&$BA166),\"\"),\"\")","v":""},{"$f":"IF($BA166<>\"\",IF(INDIRECT(\"Measures!\"&CD$99&$BA166)<>\"\",INDIRECT(\"Measures!\"&CD$99&$BA166),\"\"),\"\")","v":""},{"$f":"IF($BA166<>\"\",IF(INDIRECT(\"Measures!\"&CE$99&$BA166)<>\"\",INDIRECT(\"Measures!\"&CE$99&$BA166),\"\"),\"\")","v":""},{"$f":"IF($BA166<>\"\",IF(INDIRECT(\"Measures!\"&CF$99&$BA166)<>\"\",INDIRECT(\"Measures!\"&CF$99&$BA166),\"\"),\"\")","v":""},{"$f":"IF($BA166<>\"\",IF(INDIRECT(\"Measures!\"&CG$99&$BA166)<>\"\",INDIRECT(\"Measures!\"&CG$99&$BA166),\"\"),\"\")","v":""},{"$f":"INDEX('Measure Descriptions'!$A$10:$A$46,MATCH(Map_Gas_Mid[[#This Row],[Measure]],'Measure Descriptions'!$B$10:$B$46,0))","v":""},{"$f":"IF($BA166<>\"\",IF(VLOOKUP(Map_Gas_Mid[[#This Row],[Measure]],'Measure Descriptions'!$B$10:$H$46,CI$99,FALSE)<>\"\",VLOOKUP(Map_Gas_Mid[[#This Row],[Measure]],'Measure Descriptions'!$B$10:$H$46,CI$99,FALSE),\"\"),\"\")","v":""},{"$f":"IF($BA166<>\"\",IF(VLOOKUP(Map_Gas_Mid[[#This Row],[Measure]],'Measure Descriptions'!$B$10:$H$46,CJ$99,FALSE)<>\"\",VLOOKUP(Map_Gas_Mid[[#This Row],[Measure]],'Measure Descriptions'!$B$10:$H$46,CJ$99,FALSE),\"\"),\"\")","v":""},{"$f":"IF($BA166<>\"\",IF(VLOOKUP(Map_Gas_Mid[[#This Row],[Measure]],'Measure Descriptions'!$B$10:$H$46,CK$99,FALSE)<>\"\",VLOOKUP(Map_Gas_Mid[[#This Row],[Measure]],'Measure Descriptions'!$B$10:$H$46,CK$99,FALSE),\"\"),\"\")","v":""},{"$f":"IF($BA166<>\"\",IF(VLOOKUP(Map_Gas_Mid[[#This Row],[Measure]],'Measure Descriptions'!$B$10:$H$46,CL$99,FALSE)<>\"\",VLOOKUP(Map_Gas_Mid[[#This Row],[Measure]],'Measure Descriptions'!$B$10:$H$46,CL$99,FALSE),\"\"),\"\")","v":""},{"$f":"IF($BA166<>\"\",IF(VLOOKUP(Map_Gas_Mid[[#This Row],[Measure]],'Measure Descriptions'!$B$10:$H$46,CM$99,FALSE)<>\"\",VLOOKUP(Map_Gas_Mid[[#This Row],[Measure]],'Measure Descriptions'!$B$10:$H$46,CM$99,FALSE),\"\"),\"\")","v":""},{"$f":"IF($BA166<>\"\",IF(VLOOKUP(Map_Gas_Mid[[#This Row],[Measure]],'Measure Descriptions'!$B$10:$H$46,CN$99,FALSE)<>\"\",VLOOKUP(Map_Gas_Mid[[#This Row],[Measure]],'Measure Descriptions'!$B$10:$H$46,CN$99,FALSE),\"\"),\"\")","v":""},{"$f":"IF($BA166<>\"\",IF(INDIRECT(\"Measures!\"&CO$99&$BA166)<>\"\",INDIRECT(\"Measures!\"&CO$99&$BA166),\"\"),\"\")","v":""}]
[null,null,"","",{"$f":"IF($B167<>\"\",IF(INDIRECT(\"Measures!\"&E$99&$B167)<>\"\",INDIRECT(\"Measures!\"&E$99&$B167),\"\"),\"\")","v":""},{"$f":"IF($B167<>\"\",IF(INDIRECT(\"Measures!\"&F$99&$B167)<>\"\",INDIRECT(\"Measures!\"&F$99&$B167),\"\"),\"\")","v":""},{"$f":"IF($B167<>\"\",IF(INDIRECT(\"Measures!\"&G$99&$B167)<>\"\",INDIRECT(\"Measures!\"&G$99&$B167),\"\"),\"\")","v":""},{"$f":"IF($B167<>\"\",IF(INDIRECT(\"Measures!\"&H$99&$B167)<>\"\",INDIRECT(\"Measures!\"&H$99&$B167),\"\"),\"\")","v":""},{"$f":"IF($B167<>\"\",IF(INDIRECT(\"Measures!\"&I$99&$B167)<>\"\",INDIRECT(\"Measures!\"&I$99&$B167),\"\"),\"\")","v":""},{"$f":"IF($B167<>\"\",IF(INDIRECT(\"Measures!\"&J$99&$B167)<>\"\",INDIRECT(\"Measures!\"&J$99&$B167),\"\"),\"\")","v":""},{"$f":"IF($B167<>\"\",IF(INDIRECT(\"Measures!\"&K$99&$B167)<>\"\",INDIRECT(\"Measures!\"&K$99&$B167),\"\"),\"\")","v":""},{"$f":"IF($B167<>\"\",IF(INDIRECT(\"Measures!\"&L$99&$B167)<>\"\",INDIRECT(\"Measures!\"&L$99&$B167),\"\"),\"\")","v":""},{"$f":"IF($B167<>\"\",IF(INDIRECT(\"Measures!\"&M$99&$B167)<>\"\",INDIRECT(\"Measures!\"&M$99&$B167),\"\"),\"\")","v":""},{"$f":"IF($B167<>\"\",IF(INDIRECT(\"Measures!\"&N$99&$B167)<>\"\",INDIRECT(\"Measures!\"&N$99&$B167),\"\"),\"\")","v":""},{"$f":"IF($B167<>\"\",IF(INDIRECT(\"Measures!\"&O$99&$B167)<>\"\",INDIRECT(\"Measures!\"&O$99&$B167),\"\"),\"\")","v":""},{"$f":"IF($B167<>\"\",IF(INDIRECT(\"Measures!\"&P$99&$B167)<>\"\",INDIRECT(\"Measures!\"&P$99&$B167),\"\"),\"\")","v":""},{"$f":"IF($B167<>\"\",IF(INDIRECT(\"Measures!\"&Q$99&$B167)<>\"\",INDIRECT(\"Measures!\"&Q$99&$B167),\"\"),\"\")","v":""},{"$f":"IF($B167<>\"\",IF(INDIRECT(\"Measures!\"&R$99&$B167)<>\"\",INDIRECT(\"Measures!\"&R$99&$B167),\"\"),\"\")","v":""},{"$f":"IF($B167<>\"\",IF(INDIRECT(\"Measures!\"&S$99&$B167)<>\"\",INDIRECT(\"Measures!\"&S$99&$B167),\"\"),\"\")","v":""},{"$f":"IF($B167<>\"\",IF(INDIRECT(\"Measures!\"&T$99&$B167)<>\"\",INDIRECT(\"Measures!\"&T$99&$B167),\"\"),\"\")","v":""},{"$f":"IF($B167<>\"\",IF(INDIRECT(\"Measures!\"&U$99&$B167)<>\"\",INDIRECT(\"Measures!\"&U$99&$B167),\"\"),\"\")","v":""},{"$f":"IF($B167<>\"\",IF(INDIRECT(\"Measures!\"&V$99&$B167)<>\"\",INDIRECT(\"Measures!\"&V$99&$B167),\"\"),\"\")","v":""},{"$f":"IF($B167<>\"\",IF(INDIRECT(\"Measures!\"&W$99&$B167)<>\"\",INDIRECT(\"Measures!\"&W$99&$B167),\"\"),\"\")","v":""},{"$f":"IF($B167<>\"\",IF(INDIRECT(\"Measures!\"&X$99&$B167)<>\"\",INDIRECT(\"Measures!\"&X$99&$B167),\"\"),\"\")","v":""},{"$f":"IF($B167<>\"\",IF(INDIRECT(\"Measures!\"&Y$99&$B167)<>\"\",INDIRECT(\"Measures!\"&Y$99&$B167),\"\"),\"\")","v":""},{"$f":"IF($B167<>\"\",IF(INDIRECT(\"Measures!\"&Z$99&$B167)<>\"\",INDIRECT(\"Measures!\"&Z$99&$B167),\"\"),\"\")","v":""},{"$f":"IF($B167<>\"\",IF(INDIRECT(\"Measures!\"&AA$99&$B167)<>\"\",INDIRECT(\"Measures!\"&AA$99&$B167),\"\"),\"\")","v":""},{"$f":"IF($B167<>\"\",IF(INDIRECT(\"Measures!\"&AB$99&$B167)<>\"\",INDIRECT(\"Measures!\"&AB$99&$B167),\"\"),\"\")","v":""},{"$f":"IF($B167<>\"\",IF(INDIRECT(\"Measures!\"&AC$99&$B167)<>\"\",INDIRECT(\"Measures!\"&AC$99&$B167),\"\"),\"\")","v":""},{"$f":"IF($B167<>\"\",IF(INDIRECT(\"Measures!\"&AD$99&$B167)<>\"\",INDIRECT(\"Measures!\"&AD$99&$B167),\"\"),\"\")","v":""},{"$f":"IF($B167<>\"\",IF(INDIRECT(\"Measures!\"&AE$99&$B167)<>\"\",INDIRECT(\"Measures!\"&AE$99&$B167),\"\"),\"\")","v":""},{"$f":"IF($B167<>\"\",IF(INDIRECT(\"Measures!\"&AF$99&$B167)<>\"\",INDIRECT(\"Measures!\"&AF$99&$B167),\"\"),\"\")","v":""},{"$f":"IF($B167<>\"\",IF(INDIRECT(\"Measures!\"&AG$99&$B167)<>\"\",INDIRECT(\"Measures!\"&AG$99&$B167),\"\"),\"\")","v":""},{"$f":"IF($B167<>\"\",IF(INDIRECT(\"Measures!\"&AH$99&$B167)<>\"\",INDIRECT(\"Measures!\"&AH$99&$B167),\"\"),\"\")","v":""},{"$f":"INDEX('Measure Descriptions'!$A$10:$A$46,MATCH(Map_Elec_Mid[[#This Row],[Measure]],'Measure Descriptions'!$B$10:$B$46,0))","v":""},{"$f":"IF($B167<>\"\",IF(VLOOKUP(Map_Elec_Mid[[#This Row],[Measure]],'Measure Descriptions'!$B$10:$H$46,AJ$99,FALSE)<>\"\",VLOOKUP(Map_Elec_Mid[[#This Row],[Measure]],'Measure Descriptions'!$B$10:$H$46,AJ$99,FALSE),\"\"),\"\")","v":""},{"$f":"IF($B167<>\"\",IF(VLOOKUP(Map_Elec_Mid[[#This Row],[Measure]],'Measure Descriptions'!$B$10:$H$46,AK$99,FALSE)<>\"\",VLOOKUP(Map_Elec_Mid[[#This Row],[Measure]],'Measure Descriptions'!$B$10:$H$46,AK$99,FALSE),\"\"),\"\")","v":""},{"$f":"IF($B167<>\"\",IF(VLOOKUP(Map_Elec_Mid[[#This Row],[Measure]],'Measure Descriptions'!$B$10:$H$46,AL$99,FALSE)<>\"\",VLOOKUP(Map_Elec_Mid[[#This Row],[Measure]],'Measure Descriptions'!$B$10:$H$46,AL$99,FALSE),\"\"),\"\")","v":""},{"$f":"IF($B167<>\"\",IF(VLOOKUP(Map_Elec_Mid[[#This Row],[Measure]],'Measure Descriptions'!$B$10:$H$46,AM$99,FALSE)<>\"\",VLOOKUP(Map_Elec_Mid[[#This Row],[Measure]],'Measure Descriptions'!$B$10:$H$46,AM$99,FALSE),\"\"),\"\")","v":""},{"$f":"IF($B167<>\"\",IF(VLOOKUP(Map_Elec_Mid[[#This Row],[Measure]],'Measure Descriptions'!$B$10:$H$46,AN$99,FALSE)<>\"\",VLOOKUP(Map_Elec_Mid[[#This Row],[Measure]],'Measure Descriptions'!$B$10:$H$46,AN$99,FALSE),\"\"),\"\")","v":""},{"$f":"IF($B167<>\"\",IF(VLOOKUP(Map_Elec_Mid[[#This Row],[Measure]],'Measure Descriptions'!$B$10:$H$46,AO$99,FALSE)<>\"\",VLOOKUP(Map_Elec_Mid[[#This Row],[Measure]],'Measure Descriptions'!$B$10:$H$46,AO$99,FALSE),\"\"),\"\")","v":""},{"$f":"IF($B167<>\"\",IF(INDIRECT(\"Measures!\"&AP$99&$B167)<>\"\",INDIRECT(\"Measures!\"&AP$99&$B167),\"\"),\"\")","v":""},null,null,null,null,null,null,null,null,null,null,null,"","",{"$f":"IF($BA167<>\"\",IF(INDIRECT(\"Measures!\"&BD$99&$BA167)<>\"\",INDIRECT(\"Measures!\"&BD$99&$BA167),\"\"),\"\")","v":""},{"$f":"IF($BA167<>\"\",IF(INDIRECT(\"Measures!\"&BE$99&$BA167)<>\"\",INDIRECT(\"Measures!\"&BE$99&$BA167),\"\"),\"\")","v":""},{"$f":"IF($BA167<>\"\",IF(INDIRECT(\"Measures!\"&BF$99&$BA167)<>\"\",INDIRECT(\"Measures!\"&BF$99&$BA167),\"\"),\"\")","v":""},{"$f":"IF($BA167<>\"\",IF(INDIRECT(\"Measures!\"&BG$99&$BA167)<>\"\",INDIRECT(\"Measures!\"&BG$99&$BA167),\"\"),\"\")","v":""},{"$f":"IF($BA167<>\"\",IF(INDIRECT(\"Measures!\"&BH$99&$BA167)<>\"\",INDIRECT(\"Measures!\"&BH$99&$BA167),\"\"),\"\")","v":""},{"$f":"IF($BA167<>\"\",IF(INDIRECT(\"Measures!\"&BI$99&$BA167)<>\"\",INDIRECT(\"Measures!\"&BI$99&$BA167),\"\"),\"\")","v":""},{"$f":"IF($BA167<>\"\",IF(INDIRECT(\"Measures!\"&BJ$99&$BA167)<>\"\",INDIRECT(\"Measures!\"&BJ$99&$BA167),\"\"),\"\")","v":""},{"$f":"IF($BA167<>\"\",IF(INDIRECT(\"Measures!\"&BK$99&$BA167)<>\"\",INDIRECT(\"Measures!\"&BK$99&$BA167),\"\"),\"\")","v":""},{"$f":"IF($BA167<>\"\",IF(INDIRECT(\"Measures!\"&BL$99&$BA167)<>\"\",INDIRECT(\"Measures!\"&BL$99&$BA167),\"\"),\"\")","v":""},{"$f":"IF($BA167<>\"\",IF(INDIRECT(\"Measures!\"&BM$99&$BA167)<>\"\",INDIRECT(\"Measures!\"&BM$99&$BA167),\"\"),\"\")","v":""},{"$f":"IF($BA167<>\"\",IF(INDIRECT(\"Measures!\"&BN$99&$BA167)<>\"\",INDIRECT(\"Measures!\"&BN$99&$BA167),\"\"),\"\")","v":""},{"$f":"IF($BA167<>\"\",IF(INDIRECT(\"Measures!\"&BO$99&$BA167)<>\"\",INDIRECT(\"Measures!\"&BO$99&$BA167),\"\"),\"\")","v":""},{"$f":"IF($BA167<>\"\",IF(INDIRECT(\"Measures!\"&BP$99&$BA167)<>\"\",INDIRECT(\"Measures!\"&BP$99&$BA167),\"\"),\"\")","v":""},{"$f":"IF($BA167<>\"\",IF(INDIRECT(\"Measures!\"&BQ$99&$BA167)<>\"\",INDIRECT(\"Measures!\"&BQ$99&$BA167),\"\"),\"\")","v":""},{"$f":"IF($BA167<>\"\",IF(INDIRECT(\"Measures!\"&BR$99&$BA167)<>\"\",INDIRECT(\"Measures!\"&BR$99&$BA167),\"\"),\"\")","v":""},{"$f":"IF($BA167<>\"\",IF(INDIRECT(\"Measures!\"&BS$99&$BA167)<>\"\",INDIRECT(\"Measures!\"&BS$99&$BA167),\"\"),\"\")","v":""},{"$f":"IF($BA167<>\"\",IF(INDIRECT(\"Measures!\"&BT$99&$BA167)<>\"\",INDIRECT(\"Measures!\"&BT$99&$BA167),\"\"),\"\")","v":""},{"$f":"IF($BA167<>\"\",IF(INDIRECT(\"Measures!\"&BU$99&$BA167)<>\"\",INDIRECT(\"Measures!\"&BU$99&$BA167),\"\"),\"\")","v":""},{"$f":"IF($BA167<>\"\",IF(INDIRECT(\"Measures!\"&BV$99&$BA167)<>\"\",INDIRECT(\"Measures!\"&BV$99&$BA167),\"\"),\"\")","v":""},{"$f":"IF($BA167<>\"\",IF(INDIRECT(\"Measures!\"&BW$99&$BA167)<>\"\",INDIRECT(\"Measures!\"&BW$99&$BA167),\"\"),\"\")","v":""},{"$f":"IF($BA167<>\"\",IF(INDIRECT(\"Measures!\"&BX$99&$BA167)<>\"\",INDIRECT(\"Measures!\"&BX$99&$BA167),\"\"),\"\")","v":""},{"$f":"IF($BA167<>\"\",IF(INDIRECT(\"Measures!\"&BY$99&$BA167)<>\"\",INDIRECT(\"Measures!\"&BY$99&$BA167),\"\"),\"\")","v":""},{"$f":"IF($BA167<>\"\",IF(INDIRECT(\"Measures!\"&BZ$99&$BA167)<>\"\",INDIRECT(\"Measures!\"&BZ$99&$BA167),\"\"),\"\")","v":""},{"$f":"IF($BA167<>\"\",IF(INDIRECT(\"Measures!\"&CA$99&$BA167)<>\"\",INDIRECT(\"Measures!\"&CA$99&$BA167),\"\"),\"\")","v":""},{"$f":"IF($BA167<>\"\",IF(INDIRECT(\"Measures!\"&CB$99&$BA167)<>\"\",INDIRECT(\"Measures!\"&CB$99&$BA167),\"\"),\"\")","v":""},{"$f":"IF($BA167<>\"\",IF(INDIRECT(\"Measures!\"&CC$99&$BA167)<>\"\",INDIRECT(\"Measures!\"&CC$99&$BA167),\"\"),\"\")","v":""},{"$f":"IF($BA167<>\"\",IF(INDIRECT(\"Measures!\"&CD$99&$BA167)<>\"\",INDIRECT(\"Measures!\"&CD$99&$BA167),\"\"),\"\")","v":""},{"$f":"IF($BA167<>\"\",IF(INDIRECT(\"Measures!\"&CE$99&$BA167)<>\"\",INDIRECT(\"Measures!\"&CE$99&$BA167),\"\"),\"\")","v":""},{"$f":"IF($BA167<>\"\",IF(INDIRECT(\"Measures!\"&CF$99&$BA167)<>\"\",INDIRECT(\"Measures!\"&CF$99&$BA167),\"\"),\"\")","v":""},{"$f":"IF($BA167<>\"\",IF(INDIRECT(\"Measures!\"&CG$99&$BA167)<>\"\",INDIRECT(\"Measures!\"&CG$99&$BA167),\"\"),\"\")","v":""},{"$f":"INDEX('Measure Descriptions'!$A$10:$A$46,MATCH(Map_Gas_Mid[[#This Row],[Measure]],'Measure Descriptions'!$B$10:$B$46,0))","v":""},{"$f":"IF($BA167<>\"\",IF(VLOOKUP(Map_Gas_Mid[[#This Row],[Measure]],'Measure Descriptions'!$B$10:$H$46,CI$99,FALSE)<>\"\",VLOOKUP(Map_Gas_Mid[[#This Row],[Measure]],'Measure Descriptions'!$B$10:$H$46,CI$99,FALSE),\"\"),\"\")","v":""},{"$f":"IF($BA167<>\"\",IF(VLOOKUP(Map_Gas_Mid[[#This Row],[Measure]],'Measure Descriptions'!$B$10:$H$46,CJ$99,FALSE)<>\"\",VLOOKUP(Map_Gas_Mid[[#This Row],[Measure]],'Measure Descriptions'!$B$10:$H$46,CJ$99,FALSE),\"\"),\"\")","v":""},{"$f":"IF($BA167<>\"\",IF(VLOOKUP(Map_Gas_Mid[[#This Row],[Measure]],'Measure Descriptions'!$B$10:$H$46,CK$99,FALSE)<>\"\",VLOOKUP(Map_Gas_Mid[[#This Row],[Measure]],'Measure Descriptions'!$B$10:$H$46,CK$99,FALSE),\"\"),\"\")","v":""},{"$f":"IF($BA167<>\"\",IF(VLOOKUP(Map_Gas_Mid[[#This Row],[Measure]],'Measure Descriptions'!$B$10:$H$46,CL$99,FALSE)<>\"\",VLOOKUP(Map_Gas_Mid[[#This Row],[Measure]],'Measure Descriptions'!$B$10:$H$46,CL$99,FALSE),\"\"),\"\")","v":""},{"$f":"IF($BA167<>\"\",IF(VLOOKUP(Map_Gas_Mid[[#This Row],[Measure]],'Measure Descriptions'!$B$10:$H$46,CM$99,FALSE)<>\"\",VLOOKUP(Map_Gas_Mid[[#This Row],[Measure]],'Measure Descriptions'!$B$10:$H$46,CM$99,FALSE),\"\"),\"\")","v":""},{"$f":"IF($BA167<>\"\",IF(VLOOKUP(Map_Gas_Mid[[#This Row],[Measure]],'Measure Descriptions'!$B$10:$H$46,CN$99,FALSE)<>\"\",VLOOKUP(Map_Gas_Mid[[#This Row],[Measure]],'Measure Descriptions'!$B$10:$H$46,CN$99,FALSE),\"\"),\"\")","v":""},{"$f":"IF($BA167<>\"\",IF(INDIRECT(\"Measures!\"&CO$99&$BA167)<>\"\",INDIRECT(\"Measures!\"&CO$99&$BA167),\"\"),\"\")","v":""}]
[null,null,"","",{"$f":"IF($B168<>\"\",IF(INDIRECT(\"Measures!\"&E$99&$B168)<>\"\",INDIRECT(\"Measures!\"&E$99&$B168),\"\"),\"\")","v":""},{"$f":"IF($B168<>\"\",IF(INDIRECT(\"Measures!\"&F$99&$B168)<>\"\",INDIRECT(\"Measures!\"&F$99&$B168),\"\"),\"\")","v":""},{"$f":"IF($B168<>\"\",IF(INDIRECT(\"Measures!\"&G$99&$B168)<>\"\",INDIRECT(\"Measures!\"&G$99&$B168),\"\"),\"\")","v":""},{"$f":"IF($B168<>\"\",IF(INDIRECT(\"Measures!\"&H$99&$B168)<>\"\",INDIRECT(\"Measures!\"&H$99&$B168),\"\"),\"\")","v":""},{"$f":"IF($B168<>\"\",IF(INDIRECT(\"Measures!\"&I$99&$B168)<>\"\",INDIRECT(\"Measures!\"&I$99&$B168),\"\"),\"\")","v":""},{"$f":"IF($B168<>\"\",IF(INDIRECT(\"Measures!\"&J$99&$B168)<>\"\",INDIRECT(\"Measures!\"&J$99&$B168),\"\"),\"\")","v":""},{"$f":"IF($B168<>\"\",IF(INDIRECT(\"Measures!\"&K$99&$B168)<>\"\",INDIRECT(\"Measures!\"&K$99&$B168),\"\"),\"\")","v":""},{"$f":"IF($B168<>\"\",IF(INDIRECT(\"Measures!\"&L$99&$B168)<>\"\",INDIRECT(\"Measures!\"&L$99&$B168),\"\"),\"\")","v":""},{"$f":"IF($B168<>\"\",IF(INDIRECT(\"Measures!\"&M$99&$B168)<>\"\",INDIRECT(\"Measures!\"&M$99&$B168),\"\"),\"\")","v":""},{"$f":"IF($B168<>\"\",IF(INDIRECT(\"Measures!\"&N$99&$B168)<>\"\",INDIRECT(\"Measures!\"&N$99&$B168),\"\"),\"\")","v":""},{"$f":"IF($B168<>\"\",IF(INDIRECT(\"Measures!\"&O$99&$B168)<>\"\",INDIRECT(\"Measures!\"&O$99&$B168),\"\"),\"\")","v":""},{"$f":"IF($B168<>\"\",IF(INDIRECT(\"Measures!\"&P$99&$B168)<>\"\",INDIRECT(\"Measures!\"&P$99&$B168),\"\"),\"\")","v":""},{"$f":"IF($B168<>\"\",IF(INDIRECT(\"Measures!\"&Q$99&$B168)<>\"\",INDIRECT(\"Measures!\"&Q$99&$B168),\"\"),\"\")","v":""},{"$f":"IF($B168<>\"\",IF(INDIRECT(\"Measures!\"&R$99&$B168)<>\"\",INDIRECT(\"Measures!\"&R$99&$B168),\"\"),\"\")","v":""},{"$f":"IF($B168<>\"\",IF(INDIRECT(\"Measures!\"&S$99&$B168)<>\"\",INDIRECT(\"Measures!\"&S$99&$B168),\"\"),\"\")","v":""},{"$f":"IF($B168<>\"\",IF(INDIRECT(\"Measures!\"&T$99&$B168)<>\"\",INDIRECT(\"Measures!\"&T$99&$B168),\"\"),\"\")","v":""},{"$f":"IF($B168<>\"\",IF(INDIRECT(\"Measures!\"&U$99&$B168)<>\"\",INDIRECT(\"Measures!\"&U$99&$B168),\"\"),\"\")","v":""},{"$f":"IF($B168<>\"\",IF(INDIRECT(\"Measures!\"&V$99&$B168)<>\"\",INDIRECT(\"Measures!\"&V$99&$B168),\"\"),\"\")","v":""},{"$f":"IF($B168<>\"\",IF(INDIRECT(\"Measures!\"&W$99&$B168)<>\"\",INDIRECT(\"Measures!\"&W$99&$B168),\"\"),\"\")","v":""},{"$f":"IF($B168<>\"\",IF(INDIRECT(\"Measures!\"&X$99&$B168)<>\"\",INDIRECT(\"Measures!\"&X$99&$B168),\"\"),\"\")","v":""},{"$f":"IF($B168<>\"\",IF(INDIRECT(\"Measures!\"&Y$99&$B168)<>\"\",INDIRECT(\"Measures!\"&Y$99&$B168),\"\"),\"\")","v":""},{"$f":"IF($B168<>\"\",IF(INDIRECT(\"Measures!\"&Z$99&$B168)<>\"\",INDIRECT(\"Measures!\"&Z$99&$B168),\"\"),\"\")","v":""},{"$f":"IF($B168<>\"\",IF(INDIRECT(\"Measures!\"&AA$99&$B168)<>\"\",INDIRECT(\"Measures!\"&AA$99&$B168),\"\"),\"\")","v":""},{"$f":"IF($B168<>\"\",IF(INDIRECT(\"Measures!\"&AB$99&$B168)<>\"\",INDIRECT(\"Measures!\"&AB$99&$B168),\"\"),\"\")","v":""},{"$f":"IF($B168<>\"\",IF(INDIRECT(\"Measures!\"&AC$99&$B168)<>\"\",INDIRECT(\"Measures!\"&AC$99&$B168),\"\"),\"\")","v":""},{"$f":"IF($B168<>\"\",IF(INDIRECT(\"Measures!\"&AD$99&$B168)<>\"\",INDIRECT(\"Measures!\"&AD$99&$B168),\"\"),\"\")","v":""},{"$f":"IF($B168<>\"\",IF(INDIRECT(\"Measures!\"&AE$99&$B168)<>\"\",INDIRECT(\"Measures!\"&AE$99&$B168),\"\"),\"\")","v":""},{"$f":"IF($B168<>\"\",IF(INDIRECT(\"Measures!\"&AF$99&$B168)<>\"\",INDIRECT(\"Measures!\"&AF$99&$B168),\"\"),\"\")","v":""},{"$f":"IF($B168<>\"\",IF(INDIRECT(\"Measures!\"&AG$99&$B168)<>\"\",INDIRECT(\"Measures!\"&AG$99&$B168),\"\"),\"\")","v":""},{"$f":"IF($B168<>\"\",IF(INDIRECT(\"Measures!\"&AH$99&$B168)<>\"\",INDIRECT(\"Measures!\"&AH$99&$B168),\"\"),\"\")","v":""},{"$f":"INDEX('Measure Descriptions'!$A$10:$A$46,MATCH(Map_Elec_Mid[[#This Row],[Measure]],'Measure Descriptions'!$B$10:$B$46,0))","v":""},{"$f":"IF($B168<>\"\",IF(VLOOKUP(Map_Elec_Mid[[#This Row],[Measure]],'Measure Descriptions'!$B$10:$H$46,AJ$99,FALSE)<>\"\",VLOOKUP(Map_Elec_Mid[[#This Row],[Measure]],'Measure Descriptions'!$B$10:$H$46,AJ$99,FALSE),\"\"),\"\")","v":""},{"$f":"IF($B168<>\"\",IF(VLOOKUP(Map_Elec_Mid[[#This Row],[Measure]],'Measure Descriptions'!$B$10:$H$46,AK$99,FALSE)<>\"\",VLOOKUP(Map_Elec_Mid[[#This Row],[Measure]],'Measure Descriptions'!$B$10:$H$46,AK$99,FALSE),\"\"),\"\")","v":""},{"$f":"IF($B168<>\"\",IF(VLOOKUP(Map_Elec_Mid[[#This Row],[Measure]],'Measure Descriptions'!$B$10:$H$46,AL$99,FALSE)<>\"\",VLOOKUP(Map_Elec_Mid[[#This Row],[Measure]],'Measure Descriptions'!$B$10:$H$46,AL$99,FALSE),\"\"),\"\")","v":""},{"$f":"IF($B168<>\"\",IF(VLOOKUP(Map_Elec_Mid[[#This Row],[Measure]],'Measure Descriptions'!$B$10:$H$46,AM$99,FALSE)<>\"\",VLOOKUP(Map_Elec_Mid[[#This Row],[Measure]],'Measure Descriptions'!$B$10:$H$46,AM$99,FALSE),\"\"),\"\")","v":""},{"$f":"IF($B168<>\"\",IF(VLOOKUP(Map_Elec_Mid[[#This Row],[Measure]],'Measure Descriptions'!$B$10:$H$46,AN$99,FALSE)<>\"\",VLOOKUP(Map_Elec_Mid[[#This Row],[Measure]],'Measure Descriptions'!$B$10:$H$46,AN$99,FALSE),\"\"),\"\")","v":""},{"$f":"IF($B168<>\"\",IF(VLOOKUP(Map_Elec_Mid[[#This Row],[Measure]],'Measure Descriptions'!$B$10:$H$46,AO$99,FALSE)<>\"\",VLOOKUP(Map_Elec_Mid[[#This Row],[Measure]],'Measure Descriptions'!$B$10:$H$46,AO$99,FALSE),\"\"),\"\")","v":""},{"$f":"IF($B168<>\"\",IF(INDIRECT(\"Measures!\"&AP$99&$B168)<>\"\",INDIRECT(\"Measures!\"&AP$99&$B168),\"\"),\"\")","v":""},null,null,null,null,null,null,null,null,null,null,null,"","",{"$f":"IF($BA168<>\"\",IF(INDIRECT(\"Measures!\"&BD$99&$BA168)<>\"\",INDIRECT(\"Measures!\"&BD$99&$BA168),\"\"),\"\")","v":""},{"$f":"IF($BA168<>\"\",IF(INDIRECT(\"Measures!\"&BE$99&$BA168)<>\"\",INDIRECT(\"Measures!\"&BE$99&$BA168),\"\"),\"\")","v":""},{"$f":"IF($BA168<>\"\",IF(INDIRECT(\"Measures!\"&BF$99&$BA168)<>\"\",INDIRECT(\"Measures!\"&BF$99&$BA168),\"\"),\"\")","v":""},{"$f":"IF($BA168<>\"\",IF(INDIRECT(\"Measures!\"&BG$99&$BA168)<>\"\",INDIRECT(\"Measures!\"&BG$99&$BA168),\"\"),\"\")","v":""},{"$f":"IF($BA168<>\"\",IF(INDIRECT(\"Measures!\"&BH$99&$BA168)<>\"\",INDIRECT(\"Measures!\"&BH$99&$BA168),\"\"),\"\")","v":""},{"$f":"IF($BA168<>\"\",IF(INDIRECT(\"Measures!\"&BI$99&$BA168)<>\"\",INDIRECT(\"Measures!\"&BI$99&$BA168),\"\"),\"\")","v":""},{"$f":"IF($BA168<>\"\",IF(INDIRECT(\"Measures!\"&BJ$99&$BA168)<>\"\",INDIRECT(\"Measures!\"&BJ$99&$BA168),\"\"),\"\")","v":""},{"$f":"IF($BA168<>\"\",IF(INDIRECT(\"Measures!\"&BK$99&$BA168)<>\"\",INDIRECT(\"Measures!\"&BK$99&$BA168),\"\"),\"\")","v":""},{"$f":"IF($BA168<>\"\",IF(INDIRECT(\"Measures!\"&BL$99&$BA168)<>\"\",INDIRECT(\"Measures!\"&BL$99&$BA168),\"\"),\"\")","v":""},{"$f":"IF($BA168<>\"\",IF(INDIRECT(\"Measures!\"&BM$99&$BA168)<>\"\",INDIRECT(\"Measures!\"&BM$99&$BA168),\"\"),\"\")","v":""},{"$f":"IF($BA168<>\"\",IF(INDIRECT(\"Measures!\"&BN$99&$BA168)<>\"\",INDIRECT(\"Measures!\"&BN$99&$BA168),\"\"),\"\")","v":""},{"$f":"IF($BA168<>\"\",IF(INDIRECT(\"Measures!\"&BO$99&$BA168)<>\"\",INDIRECT(\"Measures!\"&BO$99&$BA168),\"\"),\"\")","v":""},{"$f":"IF($BA168<>\"\",IF(INDIRECT(\"Measures!\"&BP$99&$BA168)<>\"\",INDIRECT(\"Measures!\"&BP$99&$BA168),\"\"),\"\")","v":""},{"$f":"IF($BA168<>\"\",IF(INDIRECT(\"Measures!\"&BQ$99&$BA168)<>\"\",INDIRECT(\"Measures!\"&BQ$99&$BA168),\"\"),\"\")","v":""},{"$f":"IF($BA168<>\"\",IF(INDIRECT(\"Measures!\"&BR$99&$BA168)<>\"\",INDIRECT(\"Measures!\"&BR$99&$BA168),\"\"),\"\")","v":""},{"$f":"IF($BA168<>\"\",IF(INDIRECT(\"Measures!\"&BS$99&$BA168)<>\"\",INDIRECT(\"Measures!\"&BS$99&$BA168),\"\"),\"\")","v":""},{"$f":"IF($BA168<>\"\",IF(INDIRECT(\"Measures!\"&BT$99&$BA168)<>\"\",INDIRECT(\"Measures!\"&BT$99&$BA168),\"\"),\"\")","v":""},{"$f":"IF($BA168<>\"\",IF(INDIRECT(\"Measures!\"&BU$99&$BA168)<>\"\",INDIRECT(\"Measures!\"&BU$99&$BA168),\"\"),\"\")","v":""},{"$f":"IF($BA168<>\"\",IF(INDIRECT(\"Measures!\"&BV$99&$BA168)<>\"\",INDIRECT(\"Measures!\"&BV$99&$BA168),\"\"),\"\")","v":""},{"$f":"IF($BA168<>\"\",IF(INDIRECT(\"Measures!\"&BW$99&$BA168)<>\"\",INDIRECT(\"Measures!\"&BW$99&$BA168),\"\"),\"\")","v":""},{"$f":"IF($BA168<>\"\",IF(INDIRECT(\"Measures!\"&BX$99&$BA168)<>\"\",INDIRECT(\"Measures!\"&BX$99&$BA168),\"\"),\"\")","v":""},{"$f":"IF($BA168<>\"\",IF(INDIRECT(\"Measures!\"&BY$99&$BA168)<>\"\",INDIRECT(\"Measures!\"&BY$99&$BA168),\"\"),\"\")","v":""},{"$f":"IF($BA168<>\"\",IF(INDIRECT(\"Measures!\"&BZ$99&$BA168)<>\"\",INDIRECT(\"Measures!\"&BZ$99&$BA168),\"\"),\"\")","v":""},{"$f":"IF($BA168<>\"\",IF(INDIRECT(\"Measures!\"&CA$99&$BA168)<>\"\",INDIRECT(\"Measures!\"&CA$99&$BA168),\"\"),\"\")","v":""},{"$f":"IF($BA168<>\"\",IF(INDIRECT(\"Measures!\"&CB$99&$BA168)<>\"\",INDIRECT(\"Measures!\"&CB$99&$BA168),\"\"),\"\")","v":""},{"$f":"IF($BA168<>\"\",IF(INDIRECT(\"Measures!\"&CC$99&$BA168)<>\"\",INDIRECT(\"Measures!\"&CC$99&$BA168),\"\"),\"\")","v":""},{"$f":"IF($BA168<>\"\",IF(INDIRECT(\"Measures!\"&CD$99&$BA168)<>\"\",INDIRECT(\"Measures!\"&CD$99&$BA168),\"\"),\"\")","v":""},{"$f":"IF($BA168<>\"\",IF(INDIRECT(\"Measures!\"&CE$99&$BA168)<>\"\",INDIRECT(\"Measures!\"&CE$99&$BA168),\"\"),\"\")","v":""},{"$f":"IF($BA168<>\"\",IF(INDIRECT(\"Measures!\"&CF$99&$BA168)<>\"\",INDIRECT(\"Measures!\"&CF$99&$BA168),\"\"),\"\")","v":""},{"$f":"IF($BA168<>\"\",IF(INDIRECT(\"Measures!\"&CG$99&$BA168)<>\"\",INDIRECT(\"Measures!\"&CG$99&$BA168),\"\"),\"\")","v":""},{"$f":"INDEX('Measure Descriptions'!$A$10:$A$46,MATCH(Map_Gas_Mid[[#This Row],[Measure]],'Measure Descriptions'!$B$10:$B$46,0))","v":""},{"$f":"IF($BA168<>\"\",IF(VLOOKUP(Map_Gas_Mid[[#This Row],[Measure]],'Measure Descriptions'!$B$10:$H$46,CI$99,FALSE)<>\"\",VLOOKUP(Map_Gas_Mid[[#This Row],[Measure]],'Measure Descriptions'!$B$10:$H$46,CI$99,FALSE),\"\"),\"\")","v":""},{"$f":"IF($BA168<>\"\",IF(VLOOKUP(Map_Gas_Mid[[#This Row],[Measure]],'Measure Descriptions'!$B$10:$H$46,CJ$99,FALSE)<>\"\",VLOOKUP(Map_Gas_Mid[[#This Row],[Measure]],'Measure Descriptions'!$B$10:$H$46,CJ$99,FALSE),\"\"),\"\")","v":""},{"$f":"IF($BA168<>\"\",IF(VLOOKUP(Map_Gas_Mid[[#This Row],[Measure]],'Measure Descriptions'!$B$10:$H$46,CK$99,FALSE)<>\"\",VLOOKUP(Map_Gas_Mid[[#This Row],[Measure]],'Measure Descriptions'!$B$10:$H$46,CK$99,FALSE),\"\"),\"\")","v":""},{"$f":"IF($BA168<>\"\",IF(VLOOKUP(Map_Gas_Mid[[#This Row],[Measure]],'Measure Descriptions'!$B$10:$H$46,CL$99,FALSE)<>\"\",VLOOKUP(Map_Gas_Mid[[#This Row],[Measure]],'Measure Descriptions'!$B$10:$H$46,CL$99,FALSE),\"\"),\"\")","v":""},{"$f":"IF($BA168<>\"\",IF(VLOOKUP(Map_Gas_Mid[[#This Row],[Measure]],'Measure Descriptions'!$B$10:$H$46,CM$99,FALSE)<>\"\",VLOOKUP(Map_Gas_Mid[[#This Row],[Measure]],'Measure Descriptions'!$B$10:$H$46,CM$99,FALSE),\"\"),\"\")","v":""},{"$f":"IF($BA168<>\"\",IF(VLOOKUP(Map_Gas_Mid[[#This Row],[Measure]],'Measure Descriptions'!$B$10:$H$46,CN$99,FALSE)<>\"\",VLOOKUP(Map_Gas_Mid[[#This Row],[Measure]],'Measure Descriptions'!$B$10:$H$46,CN$99,FALSE),\"\"),\"\")","v":""},{"$f":"IF($BA168<>\"\",IF(INDIRECT(\"Measures!\"&CO$99&$BA168)<>\"\",INDIRECT(\"Measures!\"&CO$99&$BA168),\"\"),\"\")","v":""}]
[null,null,"","",{"$f":"IF($B169<>\"\",IF(INDIRECT(\"Measures!\"&E$99&$B169)<>\"\",INDIRECT(\"Measures!\"&E$99&$B169),\"\"),\"\")","v":""},{"$f":"IF($B169<>\"\",IF(INDIRECT(\"Measures!\"&F$99&$B169)<>\"\",INDIRECT(\"Measures!\"&F$99&$B169),\"\"),\"\")","v":""},{"$f":"IF($B169<>\"\",IF(INDIRECT(\"Measures!\"&G$99&$B169)<>\"\",INDIRECT(\"Measures!\"&G$99&$B169),\"\"),\"\")","v":""},{"$f":"IF($B169<>\"\",IF(INDIRECT(\"Measures!\"&H$99&$B169)<>\"\",INDIRECT(\"Measures!\"&H$99&$B169),\"\"),\"\")","v":""},{"$f":"IF($B169<>\"\",IF(INDIRECT(\"Measures!\"&I$99&$B169)<>\"\",INDIRECT(\"Measures!\"&I$99&$B169),\"\"),\"\")","v":""},{"$f":"IF($B169<>\"\",IF(INDIRECT(\"Measures!\"&J$99&$B169)<>\"\",INDIRECT(\"Measures!\"&J$99&$B169),\"\"),\"\")","v":""},{"$f":"IF($B169<>\"\",IF(INDIRECT(\"Measures!\"&K$99&$B169)<>\"\",INDIRECT(\"Measures!\"&K$99&$B169),\"\"),\"\")","v":""},{"$f":"IF($B169<>\"\",IF(INDIRECT(\"Measures!\"&L$99&$B169)<>\"\",INDIRECT(\"Measures!\"&L$99&$B169),\"\"),\"\")","v":""},{"$f":"IF($B169<>\"\",IF(INDIRECT(\"Measures!\"&M$99&$B169)<>\"\",INDIRECT(\"Measures!\"&M$99&$B169),\"\"),\"\")","v":""},{"$f":"IF($B169<>\"\",IF(INDIRECT(\"Measures!\"&N$99&$B169)<>\"\",INDIRECT(\"Measures!\"&N$99&$B169),\"\"),\"\")","v":""},{"$f":"IF($B169<>\"\",IF(INDIRECT(\"Measures!\"&O$99&$B169)<>\"\",INDIRECT(\"Measures!\"&O$99&$B169),\"\"),\"\")","v":""},{"$f":"IF($B169<>\"\",IF(INDIRECT(\"Measures!\"&P$99&$B169)<>\"\",INDIRECT(\"Measures!\"&P$99&$B169),\"\"),\"\")","v":""},{"$f":"IF($B169<>\"\",IF(INDIRECT(\"Measures!\"&Q$99&$B169)<>\"\",INDIRECT(\"Measures!\"&Q$99&$B169),\"\"),\"\")","v":""},{"$f":"IF($B169<>\"\",IF(INDIRECT(\"Measures!\"&R$99&$B169)<>\"\",INDIRECT(\"Measures!\"&R$99&$B169),\"\"),\"\")","v":""},{"$f":"IF($B169<>\"\",IF(INDIRECT(\"Measures!\"&S$99&$B169)<>\"\",INDIRECT(\"Measures!\"&S$99&$B169),\"\"),\"\")","v":""},{"$f":"IF($B169<>\"\",IF(INDIRECT(\"Measures!\"&T$99&$B169)<>\"\",INDIRECT(\"Measures!\"&T$99&$B169),\"\"),\"\")","v":""},{"$f":"IF($B169<>\"\",IF(INDIRECT(\"Measures!\"&U$99&$B169)<>\"\",INDIRECT(\"Measures!\"&U$99&$B169),\"\"),\"\")","v":""},{"$f":"IF($B169<>\"\",IF(INDIRECT(\"Measures!\"&V$99&$B169)<>\"\",INDIRECT(\"Measures!\"&V$99&$B169),\"\"),\"\")","v":""},{"$f":"IF($B169<>\"\",IF(INDIRECT(\"Measures!\"&W$99&$B169)<>\"\",INDIRECT(\"Measures!\"&W$99&$B169),\"\"),\"\")","v":""},{"$f":"IF($B169<>\"\",IF(INDIRECT(\"Measures!\"&X$99&$B169)<>\"\",INDIRECT(\"Measures!\"&X$99&$B169),\"\"),\"\")","v":""},{"$f":"IF($B169<>\"\",IF(INDIRECT(\"Measures!\"&Y$99&$B169)<>\"\",INDIRECT(\"Measures!\"&Y$99&$B169),\"\"),\"\")","v":""},{"$f":"IF($B169<>\"\",IF(INDIRECT(\"Measures!\"&Z$99&$B169)<>\"\",INDIRECT(\"Measures!\"&Z$99&$B169),\"\"),\"\")","v":""},{"$f":"IF($B169<>\"\",IF(INDIRECT(\"Measures!\"&AA$99&$B169)<>\"\",INDIRECT(\"Measures!\"&AA$99&$B169),\"\"),\"\")","v":""},{"$f":"IF($B169<>\"\",IF(INDIRECT(\"Measures!\"&AB$99&$B169)<>\"\",INDIRECT(\"Measures!\"&AB$99&$B169),\"\"),\"\")","v":""},{"$f":"IF($B169<>\"\",IF(INDIRECT(\"Measures!\"&AC$99&$B169)<>\"\",INDIRECT(\"Measures!\"&AC$99&$B169),\"\"),\"\")","v":""},{"$f":"IF($B169<>\"\",IF(INDIRECT(\"Measures!\"&AD$99&$B169)<>\"\",INDIRECT(\"Measures!\"&AD$99&$B169),\"\"),\"\")","v":""},{"$f":"IF($B169<>\"\",IF(INDIRECT(\"Measures!\"&AE$99&$B169)<>\"\",INDIRECT(\"Measures!\"&AE$99&$B169),\"\"),\"\")","v":""},{"$f":"IF($B169<>\"\",IF(INDIRECT(\"Measures!\"&AF$99&$B169)<>\"\",INDIRECT(\"Measures!\"&AF$99&$B169),\"\"),\"\")","v":""},{"$f":"IF($B169<>\"\",IF(INDIRECT(\"Measures!\"&AG$99&$B169)<>\"\",INDIRECT(\"Measures!\"&AG$99&$B169),\"\"),\"\")","v":""},{"$f":"IF($B169<>\"\",IF(INDIRECT(\"Measures!\"&AH$99&$B169)<>\"\",INDIRECT(\"Measures!\"&AH$99&$B169),\"\"),\"\")","v":""},{"$f":"INDEX('Measure Descriptions'!$A$10:$A$46,MATCH(Map_Elec_Mid[[#This Row],[Measure]],'Measure Descriptions'!$B$10:$B$46,0))","v":""},{"$f":"IF($B169<>\"\",IF(VLOOKUP(Map_Elec_Mid[[#This Row],[Measure]],'Measure Descriptions'!$B$10:$H$46,AJ$99,FALSE)<>\"\",VLOOKUP(Map_Elec_Mid[[#This Row],[Measure]],'Measure Descriptions'!$B$10:$H$46,AJ$99,FALSE),\"\"),\"\")","v":""},{"$f":"IF($B169<>\"\",IF(VLOOKUP(Map_Elec_Mid[[#This Row],[Measure]],'Measure Descriptions'!$B$10:$H$46,AK$99,FALSE)<>\"\",VLOOKUP(Map_Elec_Mid[[#This Row],[Measure]],'Measure Descriptions'!$B$10:$H$46,AK$99,FALSE),\"\"),\"\")","v":""},{"$f":"IF($B169<>\"\",IF(VLOOKUP(Map_Elec_Mid[[#This Row],[Measure]],'Measure Descriptions'!$B$10:$H$46,AL$99,FALSE)<>\"\",VLOOKUP(Map_Elec_Mid[[#This Row],[Measure]],'Measure Descriptions'!$B$10:$H$46,AL$99,FALSE),\"\"),\"\")","v":""},{"$f":"IF($B169<>\"\",IF(VLOOKUP(Map_Elec_Mid[[#This Row],[Measure]],'Measure Descriptions'!$B$10:$H$46,AM$99,FALSE)<>\"\",VLOOKUP(Map_Elec_Mid[[#This Row],[Measure]],'Measure Descriptions'!$B$10:$H$46,AM$99,FALSE),\"\"),\"\")","v":""},{"$f":"IF($B169<>\"\",IF(VLOOKUP(Map_Elec_Mid[[#This Row],[Measure]],'Measure Descriptions'!$B$10:$H$46,AN$99,FALSE)<>\"\",VLOOKUP(Map_Elec_Mid[[#This Row],[Measure]],'Measure Descriptions'!$B$10:$H$46,AN$99,FALSE),\"\"),\"\")","v":""},{"$f":"IF($B169<>\"\",IF(VLOOKUP(Map_Elec_Mid[[#This Row],[Measure]],'Measure Descriptions'!$B$10:$H$46,AO$99,FALSE)<>\"\",VLOOKUP(Map_Elec_Mid[[#This Row],[Measure]],'Measure Descriptions'!$B$10:$H$46,AO$99,FALSE),\"\"),\"\")","v":""},{"$f":"IF($B169<>\"\",IF(INDIRECT(\"Measures!\"&AP$99&$B169)<>\"\",INDIRECT(\"Measures!\"&AP$99&$B169),\"\"),\"\")","v":""},null,null,null,null,null,null,null,null,null,null,null,"","",{"$f":"IF($BA169<>\"\",IF(INDIRECT(\"Measures!\"&BD$99&$BA169)<>\"\",INDIRECT(\"Measures!\"&BD$99&$BA169),\"\"),\"\")","v":""},{"$f":"IF($BA169<>\"\",IF(INDIRECT(\"Measures!\"&BE$99&$BA169)<>\"\",INDIRECT(\"Measures!\"&BE$99&$BA169),\"\"),\"\")","v":""},{"$f":"IF($BA169<>\"\",IF(INDIRECT(\"Measures!\"&BF$99&$BA169)<>\"\",INDIRECT(\"Measures!\"&BF$99&$BA169),\"\"),\"\")","v":""},{"$f":"IF($BA169<>\"\",IF(INDIRECT(\"Measures!\"&BG$99&$BA169)<>\"\",INDIRECT(\"Measures!\"&BG$99&$BA169),\"\"),\"\")","v":""},{"$f":"IF($BA169<>\"\",IF(INDIRECT(\"Measures!\"&BH$99&$BA169)<>\"\",INDIRECT(\"Measures!\"&BH$99&$BA169),\"\"),\"\")","v":""},{"$f":"IF($BA169<>\"\",IF(INDIRECT(\"Measures!\"&BI$99&$BA169)<>\"\",INDIRECT(\"Measures!\"&BI$99&$BA169),\"\"),\"\")","v":""},{"$f":"IF($BA169<>\"\",IF(INDIRECT(\"Measures!\"&BJ$99&$BA169)<>\"\",INDIRECT(\"Measures!\"&BJ$99&$BA169),\"\"),\"\")","v":""},{"$f":"IF($BA169<>\"\",IF(INDIRECT(\"Measures!\"&BK$99&$BA169)<>\"\",INDIRECT(\"Measures!\"&BK$99&$BA169),\"\"),\"\")","v":""},{"$f":"IF($BA169<>\"\",IF(INDIRECT(\"Measures!\"&BL$99&$BA169)<>\"\",INDIRECT(\"Measures!\"&BL$99&$BA169),\"\"),\"\")","v":""},{"$f":"IF($BA169<>\"\",IF(INDIRECT(\"Measures!\"&BM$99&$BA169)<>\"\",INDIRECT(\"Measures!\"&BM$99&$BA169),\"\"),\"\")","v":""},{"$f":"IF($BA169<>\"\",IF(INDIRECT(\"Measures!\"&BN$99&$BA169)<>\"\",INDIRECT(\"Measures!\"&BN$99&$BA169),\"\"),\"\")","v":""},{"$f":"IF($BA169<>\"\",IF(INDIRECT(\"Measures!\"&BO$99&$BA169)<>\"\",INDIRECT(\"Measures!\"&BO$99&$BA169),\"\"),\"\")","v":""},{"$f":"IF($BA169<>\"\",IF(INDIRECT(\"Measures!\"&BP$99&$BA169)<>\"\",INDIRECT(\"Measures!\"&BP$99&$BA169),\"\"),\"\")","v":""},{"$f":"IF($BA169<>\"\",IF(INDIRECT(\"Measures!\"&BQ$99&$BA169)<>\"\",INDIRECT(\"Measures!\"&BQ$99&$BA169),\"\"),\"\")","v":""},{"$f":"IF($BA169<>\"\",IF(INDIRECT(\"Measures!\"&BR$99&$BA169)<>\"\",INDIRECT(\"Measures!\"&BR$99&$BA169),\"\"),\"\")","v":""},{"$f":"IF($BA169<>\"\",IF(INDIRECT(\"Measures!\"&BS$99&$BA169)<>\"\",INDIRECT(\"Measures!\"&BS$99&$BA169),\"\"),\"\")","v":""},{"$f":"IF($BA169<>\"\",IF(INDIRECT(\"Measures!\"&BT$99&$BA169)<>\"\",INDIRECT(\"Measures!\"&BT$99&$BA169),\"\"),\"\")","v":""},{"$f":"IF($BA169<>\"\",IF(INDIRECT(\"Measures!\"&BU$99&$BA169)<>\"\",INDIRECT(\"Measures!\"&BU$99&$BA169),\"\"),\"\")","v":""},{"$f":"IF($BA169<>\"\",IF(INDIRECT(\"Measures!\"&BV$99&$BA169)<>\"\",INDIRECT(\"Measures!\"&BV$99&$BA169),\"\"),\"\")","v":""},{"$f":"IF($BA169<>\"\",IF(INDIRECT(\"Measures!\"&BW$99&$BA169)<>\"\",INDIRECT(\"Measures!\"&BW$99&$BA169),\"\"),\"\")","v":""},{"$f":"IF($BA169<>\"\",IF(INDIRECT(\"Measures!\"&BX$99&$BA169)<>\"\",INDIRECT(\"Measures!\"&BX$99&$BA169),\"\"),\"\")","v":""},{"$f":"IF($BA169<>\"\",IF(INDIRECT(\"Measures!\"&BY$99&$BA169)<>\"\",INDIRECT(\"Measures!\"&BY$99&$BA169),\"\"),\"\")","v":""},{"$f":"IF($BA169<>\"\",IF(INDIRECT(\"Measures!\"&BZ$99&$BA169)<>\"\",INDIRECT(\"Measures!\"&BZ$99&$BA169),\"\"),\"\")","v":""},{"$f":"IF($BA169<>\"\",IF(INDIRECT(\"Measures!\"&CA$99&$BA169)<>\"\",INDIRECT(\"Measures!\"&CA$99&$BA169),\"\"),\"\")","v":""},{"$f":"IF($BA169<>\"\",IF(INDIRECT(\"Measures!\"&CB$99&$BA169)<>\"\",INDIRECT(\"Measures!\"&CB$99&$BA169),\"\"),\"\")","v":""},{"$f":"IF($BA169<>\"\",IF(INDIRECT(\"Measures!\"&CC$99&$BA169)<>\"\",INDIRECT(\"Measures!\"&CC$99&$BA169),\"\"),\"\")","v":""},{"$f":"IF($BA169<>\"\",IF(INDIRECT(\"Measures!\"&CD$99&$BA169)<>\"\",INDIRECT(\"Measures!\"&CD$99&$BA169),\"\"),\"\")","v":""},{"$f":"IF($BA169<>\"\",IF(INDIRECT(\"Measures!\"&CE$99&$BA169)<>\"\",INDIRECT(\"Measures!\"&CE$99&$BA169),\"\"),\"\")","v":""},{"$f":"IF($BA169<>\"\",IF(INDIRECT(\"Measures!\"&CF$99&$BA169)<>\"\",INDIRECT(\"Measures!\"&CF$99&$BA169),\"\"),\"\")","v":""},{"$f":"IF($BA169<>\"\",IF(INDIRECT(\"Measures!\"&CG$99&$BA169)<>\"\",INDIRECT(\"Measures!\"&CG$99&$BA169),\"\"),\"\")","v":""},{"$f":"INDEX('Measure Descriptions'!$A$10:$A$46,MATCH(Map_Gas_Mid[[#This Row],[Measure]],'Measure Descriptions'!$B$10:$B$46,0))","v":""},{"$f":"IF($BA169<>\"\",IF(VLOOKUP(Map_Gas_Mid[[#This Row],[Measure]],'Measure Descriptions'!$B$10:$H$46,CI$99,FALSE)<>\"\",VLOOKUP(Map_Gas_Mid[[#This Row],[Measure]],'Measure Descriptions'!$B$10:$H$46,CI$99,FALSE),\"\"),\"\")","v":""},{"$f":"IF($BA169<>\"\",IF(VLOOKUP(Map_Gas_Mid[[#This Row],[Measure]],'Measure Descriptions'!$B$10:$H$46,CJ$99,FALSE)<>\"\",VLOOKUP(Map_Gas_Mid[[#This Row],[Measure]],'Measure Descriptions'!$B$10:$H$46,CJ$99,FALSE),\"\"),\"\")","v":""},{"$f":"IF($BA169<>\"\",IF(VLOOKUP(Map_Gas_Mid[[#This Row],[Measure]],'Measure Descriptions'!$B$10:$H$46,CK$99,FALSE)<>\"\",VLOOKUP(Map_Gas_Mid[[#This Row],[Measure]],'Measure Descriptions'!$B$10:$H$46,CK$99,FALSE),\"\"),\"\")","v":""},{"$f":"IF($BA169<>\"\",IF(VLOOKUP(Map_Gas_Mid[[#This Row],[Measure]],'Measure Descriptions'!$B$10:$H$46,CL$99,FALSE)<>\"\",VLOOKUP(Map_Gas_Mid[[#This Row],[Measure]],'Measure Descriptions'!$B$10:$H$46,CL$99,FALSE),\"\"),\"\")","v":""},{"$f":"IF($BA169<>\"\",IF(VLOOKUP(Map_Gas_Mid[[#This Row],[Measure]],'Measure Descriptions'!$B$10:$H$46,CM$99,FALSE)<>\"\",VLOOKUP(Map_Gas_Mid[[#This Row],[Measure]],'Measure Descriptions'!$B$10:$H$46,CM$99,FALSE),\"\"),\"\")","v":""},{"$f":"IF($BA169<>\"\",IF(VLOOKUP(Map_Gas_Mid[[#This Row],[Measure]],'Measure Descriptions'!$B$10:$H$46,CN$99,FALSE)<>\"\",VLOOKUP(Map_Gas_Mid[[#This Row],[Measure]],'Measure Descriptions'!$B$10:$H$46,CN$99,FALSE),\"\"),\"\")","v":""},{"$f":"IF($BA169<>\"\",IF(INDIRECT(\"Measures!\"&CO$99&$BA169)<>\"\",INDIRECT(\"Measures!\"&CO$99&$BA169),\"\"),\"\")","v":""}]
[null,null,"","",{"$f":"IF($B170<>\"\",IF(INDIRECT(\"Measures!\"&E$99&$B170)<>\"\",INDIRECT(\"Measures!\"&E$99&$B170),\"\"),\"\")","v":""},{"$f":"IF($B170<>\"\",IF(INDIRECT(\"Measures!\"&F$99&$B170)<>\"\",INDIRECT(\"Measures!\"&F$99&$B170),\"\"),\"\")","v":""},{"$f":"IF($B170<>\"\",IF(INDIRECT(\"Measures!\"&G$99&$B170)<>\"\",INDIRECT(\"Measures!\"&G$99&$B170),\"\"),\"\")","v":""},{"$f":"IF($B170<>\"\",IF(INDIRECT(\"Measures!\"&H$99&$B170)<>\"\",INDIRECT(\"Measures!\"&H$99&$B170),\"\"),\"\")","v":""},{"$f":"IF($B170<>\"\",IF(INDIRECT(\"Measures!\"&I$99&$B170)<>\"\",INDIRECT(\"Measures!\"&I$99&$B170),\"\"),\"\")","v":""},{"$f":"IF($B170<>\"\",IF(INDIRECT(\"Measures!\"&J$99&$B170)<>\"\",INDIRECT(\"Measures!\"&J$99&$B170),\"\"),\"\")","v":""},{"$f":"IF($B170<>\"\",IF(INDIRECT(\"Measures!\"&K$99&$B170)<>\"\",INDIRECT(\"Measures!\"&K$99&$B170),\"\"),\"\")","v":""},{"$f":"IF($B170<>\"\",IF(INDIRECT(\"Measures!\"&L$99&$B170)<>\"\",INDIRECT(\"Measures!\"&L$99&$B170),\"\"),\"\")","v":""},{"$f":"IF($B170<>\"\",IF(INDIRECT(\"Measures!\"&M$99&$B170)<>\"\",INDIRECT(\"Measures!\"&M$99&$B170),\"\"),\"\")","v":""},{"$f":"IF($B170<>\"\",IF(INDIRECT(\"Measures!\"&N$99&$B170)<>\"\",INDIRECT(\"Measures!\"&N$99&$B170),\"\"),\"\")","v":""},{"$f":"IF($B170<>\"\",IF(INDIRECT(\"Measures!\"&O$99&$B170)<>\"\",INDIRECT(\"Measures!\"&O$99&$B170),\"\"),\"\")","v":""},{"$f":"IF($B170<>\"\",IF(INDIRECT(\"Measures!\"&P$99&$B170)<>\"\",INDIRECT(\"Measures!\"&P$99&$B170),\"\"),\"\")","v":""},{"$f":"IF($B170<>\"\",IF(INDIRECT(\"Measures!\"&Q$99&$B170)<>\"\",INDIRECT(\"Measures!\"&Q$99&$B170),\"\"),\"\")","v":""},{"$f":"IF($B170<>\"\",IF(INDIRECT(\"Measures!\"&R$99&$B170)<>\"\",INDIRECT(\"Measures!\"&R$99&$B170),\"\"),\"\")","v":""},{"$f":"IF($B170<>\"\",IF(INDIRECT(\"Measures!\"&S$99&$B170)<>\"\",INDIRECT(\"Measures!\"&S$99&$B170),\"\"),\"\")","v":""},{"$f":"IF($B170<>\"\",IF(INDIRECT(\"Measures!\"&T$99&$B170)<>\"\",INDIRECT(\"Measures!\"&T$99&$B170),\"\"),\"\")","v":""},{"$f":"IF($B170<>\"\",IF(INDIRECT(\"Measures!\"&U$99&$B170)<>\"\",INDIRECT(\"Measures!\"&U$99&$B170),\"\"),\"\")","v":""},{"$f":"IF($B170<>\"\",IF(INDIRECT(\"Measures!\"&V$99&$B170)<>\"\",INDIRECT(\"Measures!\"&V$99&$B170),\"\"),\"\")","v":""},{"$f":"IF($B170<>\"\",IF(INDIRECT(\"Measures!\"&W$99&$B170)<>\"\",INDIRECT(\"Measures!\"&W$99&$B170),\"\"),\"\")","v":""},{"$f":"IF($B170<>\"\",IF(INDIRECT(\"Measures!\"&X$99&$B170)<>\"\",INDIRECT(\"Measures!\"&X$99&$B170),\"\"),\"\")","v":""},{"$f":"IF($B170<>\"\",IF(INDIRECT(\"Measures!\"&Y$99&$B170)<>\"\",INDIRECT(\"Measures!\"&Y$99&$B170),\"\"),\"\")","v":""},{"$f":"IF($B170<>\"\",IF(INDIRECT(\"Measures!\"&Z$99&$B170)<>\"\",INDIRECT(\"Measures!\"&Z$99&$B170),\"\"),\"\")","v":""},{"$f":"IF($B170<>\"\",IF(INDIRECT(\"Measures!\"&AA$99&$B170)<>\"\",INDIRECT(\"Measures!\"&AA$99&$B170),\"\"),\"\")","v":""},{"$f":"IF($B170<>\"\",IF(INDIRECT(\"Measures!\"&AB$99&$B170)<>\"\",INDIRECT(\"Measures!\"&AB$99&$B170),\"\"),\"\")","v":""},{"$f":"IF($B170<>\"\",IF(INDIRECT(\"Measures!\"&AC$99&$B170)<>\"\",INDIRECT(\"Measures!\"&AC$99&$B170),\"\"),\"\")","v":""},{"$f":"IF($B170<>\"\",IF(INDIRECT(\"Measures!\"&AD$99&$B170)<>\"\",INDIRECT(\"Measures!\"&AD$99&$B170),\"\"),\"\")","v":""},{"$f":"IF($B170<>\"\",IF(INDIRECT(\"Measures!\"&AE$99&$B170)<>\"\",INDIRECT(\"Measures!\"&AE$99&$B170),\"\"),\"\")","v":""},{"$f":"IF($B170<>\"\",IF(INDIRECT(\"Measures!\"&AF$99&$B170)<>\"\",INDIRECT(\"Measures!\"&AF$99&$B170),\"\"),\"\")","v":""},{"$f":"IF($B170<>\"\",IF(INDIRECT(\"Measures!\"&AG$99&$B170)<>\"\",INDIRECT(\"Measures!\"&AG$99&$B170),\"\"),\"\")","v":""},{"$f":"IF($B170<>\"\",IF(INDIRECT(\"Measures!\"&AH$99&$B170)<>\"\",INDIRECT(\"Measures!\"&AH$99&$B170),\"\"),\"\")","v":""},{"$f":"INDEX('Measure Descriptions'!$A$10:$A$46,MATCH(Map_Elec_Mid[[#This Row],[Measure]],'Measure Descriptions'!$B$10:$B$46,0))","v":""},{"$f":"IF($B170<>\"\",IF(VLOOKUP(Map_Elec_Mid[[#This Row],[Measure]],'Measure Descriptions'!$B$10:$H$46,AJ$99,FALSE)<>\"\",VLOOKUP(Map_Elec_Mid[[#This Row],[Measure]],'Measure Descriptions'!$B$10:$H$46,AJ$99,FALSE),\"\"),\"\")","v":""},{"$f":"IF($B170<>\"\",IF(VLOOKUP(Map_Elec_Mid[[#This Row],[Measure]],'Measure Descriptions'!$B$10:$H$46,AK$99,FALSE)<>\"\",VLOOKUP(Map_Elec_Mid[[#This Row],[Measure]],'Measure Descriptions'!$B$10:$H$46,AK$99,FALSE),\"\"),\"\")","v":""},{"$f":"IF($B170<>\"\",IF(VLOOKUP(Map_Elec_Mid[[#This Row],[Measure]],'Measure Descriptions'!$B$10:$H$46,AL$99,FALSE)<>\"\",VLOOKUP(Map_Elec_Mid[[#This Row],[Measure]],'Measure Descriptions'!$B$10:$H$46,AL$99,FALSE),\"\"),\"\")","v":""},{"$f":"IF($B170<>\"\",IF(VLOOKUP(Map_Elec_Mid[[#This Row],[Measure]],'Measure Descriptions'!$B$10:$H$46,AM$99,FALSE)<>\"\",VLOOKUP(Map_Elec_Mid[[#This Row],[Measure]],'Measure Descriptions'!$B$10:$H$46,AM$99,FALSE),\"\"),\"\")","v":""},{"$f":"IF($B170<>\"\",IF(VLOOKUP(Map_Elec_Mid[[#This Row],[Measure]],'Measure Descriptions'!$B$10:$H$46,AN$99,FALSE)<>\"\",VLOOKUP(Map_Elec_Mid[[#This Row],[Measure]],'Measure Descriptions'!$B$10:$H$46,AN$99,FALSE),\"\"),\"\")","v":""},{"$f":"IF($B170<>\"\",IF(VLOOKUP(Map_Elec_Mid[[#This Row],[Measure]],'Measure Descriptions'!$B$10:$H$46,AO$99,FALSE)<>\"\",VLOOKUP(Map_Elec_Mid[[#This Row],[Measure]],'Measure Descriptions'!$B$10:$H$46,AO$99,FALSE),\"\"),\"\")","v":""},{"$f":"IF($B170<>\"\",IF(INDIRECT(\"Measures!\"&AP$99&$B170)<>\"\",INDIRECT(\"Measures!\"&AP$99&$B170),\"\"),\"\")","v":""},null,null,null,null,null,null,null,null,null,null,null,"","",{"$f":"IF($BA170<>\"\",IF(INDIRECT(\"Measures!\"&BD$99&$BA170)<>\"\",INDIRECT(\"Measures!\"&BD$99&$BA170),\"\"),\"\")","v":""},{"$f":"IF($BA170<>\"\",IF(INDIRECT(\"Measures!\"&BE$99&$BA170)<>\"\",INDIRECT(\"Measures!\"&BE$99&$BA170),\"\"),\"\")","v":""},{"$f":"IF($BA170<>\"\",IF(INDIRECT(\"Measures!\"&BF$99&$BA170)<>\"\",INDIRECT(\"Measures!\"&BF$99&$BA170),\"\"),\"\")","v":""},{"$f":"IF($BA170<>\"\",IF(INDIRECT(\"Measures!\"&BG$99&$BA170)<>\"\",INDIRECT(\"Measures!\"&BG$99&$BA170),\"\"),\"\")","v":""},{"$f":"IF($BA170<>\"\",IF(INDIRECT(\"Measures!\"&BH$99&$BA170)<>\"\",INDIRECT(\"Measures!\"&BH$99&$BA170),\"\"),\"\")","v":""},{"$f":"IF($BA170<>\"\",IF(INDIRECT(\"Measures!\"&BI$99&$BA170)<>\"\",INDIRECT(\"Measures!\"&BI$99&$BA170),\"\"),\"\")","v":""},{"$f":"IF($BA170<>\"\",IF(INDIRECT(\"Measures!\"&BJ$99&$BA170)<>\"\",INDIRECT(\"Measures!\"&BJ$99&$BA170),\"\"),\"\")","v":""},{"$f":"IF($BA170<>\"\",IF(INDIRECT(\"Measures!\"&BK$99&$BA170)<>\"\",INDIRECT(\"Measures!\"&BK$99&$BA170),\"\"),\"\")","v":""},{"$f":"IF($BA170<>\"\",IF(INDIRECT(\"Measures!\"&BL$99&$BA170)<>\"\",INDIRECT(\"Measures!\"&BL$99&$BA170),\"\"),\"\")","v":""},{"$f":"IF($BA170<>\"\",IF(INDIRECT(\"Measures!\"&BM$99&$BA170)<>\"\",INDIRECT(\"Measures!\"&BM$99&$BA170),\"\"),\"\")","v":""},{"$f":"IF($BA170<>\"\",IF(INDIRECT(\"Measures!\"&BN$99&$BA170)<>\"\",INDIRECT(\"Measures!\"&BN$99&$BA170),\"\"),\"\")","v":""},{"$f":"IF($BA170<>\"\",IF(INDIRECT(\"Measures!\"&BO$99&$BA170)<>\"\",INDIRECT(\"Measures!\"&BO$99&$BA170),\"\"),\"\")","v":""},{"$f":"IF($BA170<>\"\",IF(INDIRECT(\"Measures!\"&BP$99&$BA170)<>\"\",INDIRECT(\"Measures!\"&BP$99&$BA170),\"\"),\"\")","v":""},{"$f":"IF($BA170<>\"\",IF(INDIRECT(\"Measures!\"&BQ$99&$BA170)<>\"\",INDIRECT(\"Measures!\"&BQ$99&$BA170),\"\"),\"\")","v":""},{"$f":"IF($BA170<>\"\",IF(INDIRECT(\"Measures!\"&BR$99&$BA170)<>\"\",INDIRECT(\"Measures!\"&BR$99&$BA170),\"\"),\"\")","v":""},{"$f":"IF($BA170<>\"\",IF(INDIRECT(\"Measures!\"&BS$99&$BA170)<>\"\",INDIRECT(\"Measures!\"&BS$99&$BA170),\"\"),\"\")","v":""},{"$f":"IF($BA170<>\"\",IF(INDIRECT(\"Measures!\"&BT$99&$BA170)<>\"\",INDIRECT(\"Measures!\"&BT$99&$BA170),\"\"),\"\")","v":""},{"$f":"IF($BA170<>\"\",IF(INDIRECT(\"Measures!\"&BU$99&$BA170)<>\"\",INDIRECT(\"Measures!\"&BU$99&$BA170),\"\"),\"\")","v":""},{"$f":"IF($BA170<>\"\",IF(INDIRECT(\"Measures!\"&BV$99&$BA170)<>\"\",INDIRECT(\"Measures!\"&BV$99&$BA170),\"\"),\"\")","v":""},{"$f":"IF($BA170<>\"\",IF(INDIRECT(\"Measures!\"&BW$99&$BA170)<>\"\",INDIRECT(\"Measures!\"&BW$99&$BA170),\"\"),\"\")","v":""},{"$f":"IF($BA170<>\"\",IF(INDIRECT(\"Measures!\"&BX$99&$BA170)<>\"\",INDIRECT(\"Measures!\"&BX$99&$BA170),\"\"),\"\")","v":""},{"$f":"IF($BA170<>\"\",IF(INDIRECT(\"Measures!\"&BY$99&$BA170)<>\"\",INDIRECT(\"Measures!\"&BY$99&$BA170),\"\"),\"\")","v":""},{"$f":"IF($BA170<>\"\",IF(INDIRECT(\"Measures!\"&BZ$99&$BA170)<>\"\",INDIRECT(\"Measures!\"&BZ$99&$BA170),\"\"),\"\")","v":""},{"$f":"IF($BA170<>\"\",IF(INDIRECT(\"Measures!\"&CA$99&$BA170)<>\"\",INDIRECT(\"Measures!\"&CA$99&$BA170),\"\"),\"\")","v":""},{"$f":"IF($BA170<>\"\",IF(INDIRECT(\"Measures!\"&CB$99&$BA170)<>\"\",INDIRECT(\"Measures!\"&CB$99&$BA170),\"\"),\"\")","v":""},{"$f":"IF($BA170<>\"\",IF(INDIRECT(\"Measures!\"&CC$99&$BA170)<>\"\",INDIRECT(\"Measures!\"&CC$99&$BA170),\"\"),\"\")","v":""},{"$f":"IF($BA170<>\"\",IF(INDIRECT(\"Measures!\"&CD$99&$BA170)<>\"\",INDIRECT(\"Measures!\"&CD$99&$BA170),\"\"),\"\")","v":""},{"$f":"IF($BA170<>\"\",IF(INDIRECT(\"Measures!\"&CE$99&$BA170)<>\"\",INDIRECT(\"Measures!\"&CE$99&$BA170),\"\"),\"\")","v":""},{"$f":"IF($BA170<>\"\",IF(INDIRECT(\"Measures!\"&CF$99&$BA170)<>\"\",INDIRECT(\"Measures!\"&CF$99&$BA170),\"\"),\"\")","v":""},{"$f":"IF($BA170<>\"\",IF(INDIRECT(\"Measures!\"&CG$99&$BA170)<>\"\",INDIRECT(\"Measures!\"&CG$99&$BA170),\"\"),\"\")","v":""},{"$f":"INDEX('Measure Descriptions'!$A$10:$A$46,MATCH(Map_Gas_Mid[[#This Row],[Measure]],'Measure Descriptions'!$B$10:$B$46,0))","v":""},{"$f":"IF($BA170<>\"\",IF(VLOOKUP(Map_Gas_Mid[[#This Row],[Measure]],'Measure Descriptions'!$B$10:$H$46,CI$99,FALSE)<>\"\",VLOOKUP(Map_Gas_Mid[[#This Row],[Measure]],'Measure Descriptions'!$B$10:$H$46,CI$99,FALSE),\"\"),\"\")","v":""},{"$f":"IF($BA170<>\"\",IF(VLOOKUP(Map_Gas_Mid[[#This Row],[Measure]],'Measure Descriptions'!$B$10:$H$46,CJ$99,FALSE)<>\"\",VLOOKUP(Map_Gas_Mid[[#This Row],[Measure]],'Measure Descriptions'!$B$10:$H$46,CJ$99,FALSE),\"\"),\"\")","v":""},{"$f":"IF($BA170<>\"\",IF(VLOOKUP(Map_Gas_Mid[[#This Row],[Measure]],'Measure Descriptions'!$B$10:$H$46,CK$99,FALSE)<>\"\",VLOOKUP(Map_Gas_Mid[[#This Row],[Measure]],'Measure Descriptions'!$B$10:$H$46,CK$99,FALSE),\"\"),\"\")","v":""},{"$f":"IF($BA170<>\"\",IF(VLOOKUP(Map_Gas_Mid[[#This Row],[Measure]],'Measure Descriptions'!$B$10:$H$46,CL$99,FALSE)<>\"\",VLOOKUP(Map_Gas_Mid[[#This Row],[Measure]],'Measure Descriptions'!$B$10:$H$46,CL$99,FALSE),\"\"),\"\")","v":""},{"$f":"IF($BA170<>\"\",IF(VLOOKUP(Map_Gas_Mid[[#This Row],[Measure]],'Measure Descriptions'!$B$10:$H$46,CM$99,FALSE)<>\"\",VLOOKUP(Map_Gas_Mid[[#This Row],[Measure]],'Measure Descriptions'!$B$10:$H$46,CM$99,FALSE),\"\"),\"\")","v":""},{"$f":"IF($BA170<>\"\",IF(VLOOKUP(Map_Gas_Mid[[#This Row],[Measure]],'Measure Descriptions'!$B$10:$H$46,CN$99,FALSE)<>\"\",VLOOKUP(Map_Gas_Mid[[#This Row],[Measure]],'Measure Descriptions'!$B$10:$H$46,CN$99,FALSE),\"\"),\"\")","v":""},{"$f":"IF($BA170<>\"\",IF(INDIRECT(\"Measures!\"&CO$99&$BA170)<>\"\",INDIRECT(\"Measures!\"&CO$99&$BA170),\"\"),\"\")","v":""}]
[null,null,"","",{"$f":"IF($B171<>\"\",IF(INDIRECT(\"Measures!\"&E$99&$B171)<>\"\",INDIRECT(\"Measures!\"&E$99&$B171),\"\"),\"\")","v":""},{"$f":"IF($B171<>\"\",IF(INDIRECT(\"Measures!\"&F$99&$B171)<>\"\",INDIRECT(\"Measures!\"&F$99&$B171),\"\"),\"\")","v":""},{"$f":"IF($B171<>\"\",IF(INDIRECT(\"Measures!\"&G$99&$B171)<>\"\",INDIRECT(\"Measures!\"&G$99&$B171),\"\"),\"\")","v":""},{"$f":"IF($B171<>\"\",IF(INDIRECT(\"Measures!\"&H$99&$B171)<>\"\",INDIRECT(\"Measures!\"&H$99&$B171),\"\"),\"\")","v":""},{"$f":"IF($B171<>\"\",IF(INDIRECT(\"Measures!\"&I$99&$B171)<>\"\",INDIRECT(\"Measures!\"&I$99&$B171),\"\"),\"\")","v":""},{"$f":"IF($B171<>\"\",IF(INDIRECT(\"Measures!\"&J$99&$B171)<>\"\",INDIRECT(\"Measures!\"&J$99&$B171),\"\"),\"\")","v":""},{"$f":"IF($B171<>\"\",IF(INDIRECT(\"Measures!\"&K$99&$B171)<>\"\",INDIRECT(\"Measures!\"&K$99&$B171),\"\"),\"\")","v":""},{"$f":"IF($B171<>\"\",IF(INDIRECT(\"Measures!\"&L$99&$B171)<>\"\",INDIRECT(\"Measures!\"&L$99&$B171),\"\"),\"\")","v":""},{"$f":"IF($B171<>\"\",IF(INDIRECT(\"Measures!\"&M$99&$B171)<>\"\",INDIRECT(\"Measures!\"&M$99&$B171),\"\"),\"\")","v":""},{"$f":"IF($B171<>\"\",IF(INDIRECT(\"Measures!\"&N$99&$B171)<>\"\",INDIRECT(\"Measures!\"&N$99&$B171),\"\"),\"\")","v":""},{"$f":"IF($B171<>\"\",IF(INDIRECT(\"Measures!\"&O$99&$B171)<>\"\",INDIRECT(\"Measures!\"&O$99&$B171),\"\"),\"\")","v":""},{"$f":"IF($B171<>\"\",IF(INDIRECT(\"Measures!\"&P$99&$B171)<>\"\",INDIRECT(\"Measures!\"&P$99&$B171),\"\"),\"\")","v":""},{"$f":"IF($B171<>\"\",IF(INDIRECT(\"Measures!\"&Q$99&$B171)<>\"\",INDIRECT(\"Measures!\"&Q$99&$B171),\"\"),\"\")","v":""},{"$f":"IF($B171<>\"\",IF(INDIRECT(\"Measures!\"&R$99&$B171)<>\"\",INDIRECT(\"Measures!\"&R$99&$B171),\"\"),\"\")","v":""},{"$f":"IF($B171<>\"\",IF(INDIRECT(\"Measures!\"&S$99&$B171)<>\"\",INDIRECT(\"Measures!\"&S$99&$B171),\"\"),\"\")","v":""},{"$f":"IF($B171<>\"\",IF(INDIRECT(\"Measures!\"&T$99&$B171)<>\"\",INDIRECT(\"Measures!\"&T$99&$B171),\"\"),\"\")","v":""},{"$f":"IF($B171<>\"\",IF(INDIRECT(\"Measures!\"&U$99&$B171)<>\"\",INDIRECT(\"Measures!\"&U$99&$B171),\"\"),\"\")","v":""},{"$f":"IF($B171<>\"\",IF(INDIRECT(\"Measures!\"&V$99&$B171)<>\"\",INDIRECT(\"Measures!\"&V$99&$B171),\"\"),\"\")","v":""},{"$f":"IF($B171<>\"\",IF(INDIRECT(\"Measures!\"&W$99&$B171)<>\"\",INDIRECT(\"Measures!\"&W$99&$B171),\"\"),\"\")","v":""},{"$f":"IF($B171<>\"\",IF(INDIRECT(\"Measures!\"&X$99&$B171)<>\"\",INDIRECT(\"Measures!\"&X$99&$B171),\"\"),\"\")","v":""},{"$f":"IF($B171<>\"\",IF(INDIRECT(\"Measures!\"&Y$99&$B171)<>\"\",INDIRECT(\"Measures!\"&Y$99&$B171),\"\"),\"\")","v":""},{"$f":"IF($B171<>\"\",IF(INDIRECT(\"Measures!\"&Z$99&$B171)<>\"\",INDIRECT(\"Measures!\"&Z$99&$B171),\"\"),\"\")","v":""},{"$f":"IF($B171<>\"\",IF(INDIRECT(\"Measures!\"&AA$99&$B171)<>\"\",INDIRECT(\"Measures!\"&AA$99&$B171),\"\"),\"\")","v":""},{"$f":"IF($B171<>\"\",IF(INDIRECT(\"Measures!\"&AB$99&$B171)<>\"\",INDIRECT(\"Measures!\"&AB$99&$B171),\"\"),\"\")","v":""},{"$f":"IF($B171<>\"\",IF(INDIRECT(\"Measures!\"&AC$99&$B171)<>\"\",INDIRECT(\"Measures!\"&AC$99&$B171),\"\"),\"\")","v":""},{"$f":"IF($B171<>\"\",IF(INDIRECT(\"Measures!\"&AD$99&$B171)<>\"\",INDIRECT(\"Measures!\"&AD$99&$B171),\"\"),\"\")","v":""},{"$f":"IF($B171<>\"\",IF(INDIRECT(\"Measures!\"&AE$99&$B171)<>\"\",INDIRECT(\"Measures!\"&AE$99&$B171),\"\"),\"\")","v":""},{"$f":"IF($B171<>\"\",IF(INDIRECT(\"Measures!\"&AF$99&$B171)<>\"\",INDIRECT(\"Measures!\"&AF$99&$B171),\"\"),\"\")","v":""},{"$f":"IF($B171<>\"\",IF(INDIRECT(\"Measures!\"&AG$99&$B171)<>\"\",INDIRECT(\"Measures!\"&AG$99&$B171),\"\"),\"\")","v":""},{"$f":"IF($B171<>\"\",IF(INDIRECT(\"Measures!\"&AH$99&$B171)<>\"\",INDIRECT(\"Measures!\"&AH$99&$B171),\"\"),\"\")","v":""},{"$f":"INDEX('Measure Descriptions'!$A$10:$A$46,MATCH(Map_Elec_Mid[[#This Row],[Measure]],'Measure Descriptions'!$B$10:$B$46,0))","v":""},{"$f":"IF($B171<>\"\",IF(VLOOKUP(Map_Elec_Mid[[#This Row],[Measure]],'Measure Descriptions'!$B$10:$H$46,AJ$99,FALSE)<>\"\",VLOOKUP(Map_Elec_Mid[[#This Row],[Measure]],'Measure Descriptions'!$B$10:$H$46,AJ$99,FALSE),\"\"),\"\")","v":""},{"$f":"IF($B171<>\"\",IF(VLOOKUP(Map_Elec_Mid[[#This Row],[Measure]],'Measure Descriptions'!$B$10:$H$46,AK$99,FALSE)<>\"\",VLOOKUP(Map_Elec_Mid[[#This Row],[Measure]],'Measure Descriptions'!$B$10:$H$46,AK$99,FALSE),\"\"),\"\")","v":""},{"$f":"IF($B171<>\"\",IF(VLOOKUP(Map_Elec_Mid[[#This Row],[Measure]],'Measure Descriptions'!$B$10:$H$46,AL$99,FALSE)<>\"\",VLOOKUP(Map_Elec_Mid[[#This Row],[Measure]],'Measure Descriptions'!$B$10:$H$46,AL$99,FALSE),\"\"),\"\")","v":""},{"$f":"IF($B171<>\"\",IF(VLOOKUP(Map_Elec_Mid[[#This Row],[Measure]],'Measure Descriptions'!$B$10:$H$46,AM$99,FALSE)<>\"\",VLOOKUP(Map_Elec_Mid[[#This Row],[Measure]],'Measure Descriptions'!$B$10:$H$46,AM$99,FALSE),\"\"),\"\")","v":""},{"$f":"IF($B171<>\"\",IF(VLOOKUP(Map_Elec_Mid[[#This Row],[Measure]],'Measure Descriptions'!$B$10:$H$46,AN$99,FALSE)<>\"\",VLOOKUP(Map_Elec_Mid[[#This Row],[Measure]],'Measure Descriptions'!$B$10:$H$46,AN$99,FALSE),\"\"),\"\")","v":""},{"$f":"IF($B171<>\"\",IF(VLOOKUP(Map_Elec_Mid[[#This Row],[Measure]],'Measure Descriptions'!$B$10:$H$46,AO$99,FALSE)<>\"\",VLOOKUP(Map_Elec_Mid[[#This Row],[Measure]],'Measure Descriptions'!$B$10:$H$46,AO$99,FALSE),\"\"),\"\")","v":""},{"$f":"IF($B171<>\"\",IF(INDIRECT(\"Measures!\"&AP$99&$B171)<>\"\",INDIRECT(\"Measures!\"&AP$99&$B171),\"\"),\"\")","v":""},null,null,null,null,null,null,null,null,null,null,null,"","",{"$f":"IF($BA171<>\"\",IF(INDIRECT(\"Measures!\"&BD$99&$BA171)<>\"\",INDIRECT(\"Measures!\"&BD$99&$BA171),\"\"),\"\")","v":""},{"$f":"IF($BA171<>\"\",IF(INDIRECT(\"Measures!\"&BE$99&$BA171)<>\"\",INDIRECT(\"Measures!\"&BE$99&$BA171),\"\"),\"\")","v":""},{"$f":"IF($BA171<>\"\",IF(INDIRECT(\"Measures!\"&BF$99&$BA171)<>\"\",INDIRECT(\"Measures!\"&BF$99&$BA171),\"\"),\"\")","v":""},{"$f":"IF($BA171<>\"\",IF(INDIRECT(\"Measures!\"&BG$99&$BA171)<>\"\",INDIRECT(\"Measures!\"&BG$99&$BA171),\"\"),\"\")","v":""},{"$f":"IF($BA171<>\"\",IF(INDIRECT(\"Measures!\"&BH$99&$BA171)<>\"\",INDIRECT(\"Measures!\"&BH$99&$BA171),\"\"),\"\")","v":""},{"$f":"IF($BA171<>\"\",IF(INDIRECT(\"Measures!\"&BI$99&$BA171)<>\"\",INDIRECT(\"Measures!\"&BI$99&$BA171),\"\"),\"\")","v":""},{"$f":"IF($BA171<>\"\",IF(INDIRECT(\"Measures!\"&BJ$99&$BA171)<>\"\",INDIRECT(\"Measures!\"&BJ$99&$BA171),\"\"),\"\")","v":""},{"$f":"IF($BA171<>\"\",IF(INDIRECT(\"Measures!\"&BK$99&$BA171)<>\"\",INDIRECT(\"Measures!\"&BK$99&$BA171),\"\"),\"\")","v":""},{"$f":"IF($BA171<>\"\",IF(INDIRECT(\"Measures!\"&BL$99&$BA171)<>\"\",INDIRECT(\"Measures!\"&BL$99&$BA171),\"\"),\"\")","v":""},{"$f":"IF($BA171<>\"\",IF(INDIRECT(\"Measures!\"&BM$99&$BA171)<>\"\",INDIRECT(\"Measures!\"&BM$99&$BA171),\"\"),\"\")","v":""},{"$f":"IF($BA171<>\"\",IF(INDIRECT(\"Measures!\"&BN$99&$BA171)<>\"\",INDIRECT(\"Measures!\"&BN$99&$BA171),\"\"),\"\")","v":""},{"$f":"IF($BA171<>\"\",IF(INDIRECT(\"Measures!\"&BO$99&$BA171)<>\"\",INDIRECT(\"Measures!\"&BO$99&$BA171),\"\"),\"\")","v":""},{"$f":"IF($BA171<>\"\",IF(INDIRECT(\"Measures!\"&BP$99&$BA171)<>\"\",INDIRECT(\"Measures!\"&BP$99&$BA171),\"\"),\"\")","v":""},{"$f":"IF($BA171<>\"\",IF(INDIRECT(\"Measures!\"&BQ$99&$BA171)<>\"\",INDIRECT(\"Measures!\"&BQ$99&$BA171),\"\"),\"\")","v":""},{"$f":"IF($BA171<>\"\",IF(INDIRECT(\"Measures!\"&BR$99&$BA171)<>\"\",INDIRECT(\"Measures!\"&BR$99&$BA171),\"\"),\"\")","v":""},{"$f":"IF($BA171<>\"\",IF(INDIRECT(\"Measures!\"&BS$99&$BA171)<>\"\",INDIRECT(\"Measures!\"&BS$99&$BA171),\"\"),\"\")","v":""},{"$f":"IF($BA171<>\"\",IF(INDIRECT(\"Measures!\"&BT$99&$BA171)<>\"\",INDIRECT(\"Measures!\"&BT$99&$BA171),\"\"),\"\")","v":""},{"$f":"IF($BA171<>\"\",IF(INDIRECT(\"Measures!\"&BU$99&$BA171)<>\"\",INDIRECT(\"Measures!\"&BU$99&$BA171),\"\"),\"\")","v":""},{"$f":"IF($BA171<>\"\",IF(INDIRECT(\"Measures!\"&BV$99&$BA171)<>\"\",INDIRECT(\"Measures!\"&BV$99&$BA171),\"\"),\"\")","v":""},{"$f":"IF($BA171<>\"\",IF(INDIRECT(\"Measures!\"&BW$99&$BA171)<>\"\",INDIRECT(\"Measures!\"&BW$99&$BA171),\"\"),\"\")","v":""},{"$f":"IF($BA171<>\"\",IF(INDIRECT(\"Measures!\"&BX$99&$BA171)<>\"\",INDIRECT(\"Measures!\"&BX$99&$BA171),\"\"),\"\")","v":""},{"$f":"IF($BA171<>\"\",IF(INDIRECT(\"Measures!\"&BY$99&$BA171)<>\"\",INDIRECT(\"Measures!\"&BY$99&$BA171),\"\"),\"\")","v":""},{"$f":"IF($BA171<>\"\",IF(INDIRECT(\"Measures!\"&BZ$99&$BA171)<>\"\",INDIRECT(\"Measures!\"&BZ$99&$BA171),\"\"),\"\")","v":""},{"$f":"IF($BA171<>\"\",IF(INDIRECT(\"Measures!\"&CA$99&$BA171)<>\"\",INDIRECT(\"Measures!\"&CA$99&$BA171),\"\"),\"\")","v":""},{"$f":"IF($BA171<>\"\",IF(INDIRECT(\"Measures!\"&CB$99&$BA171)<>\"\",INDIRECT(\"Measures!\"&CB$99&$BA171),\"\"),\"\")","v":""},{"$f":"IF($BA171<>\"\",IF(INDIRECT(\"Measures!\"&CC$99&$BA171)<>\"\",INDIRECT(\"Measures!\"&CC$99&$BA171),\"\"),\"\")","v":""},{"$f":"IF($BA171<>\"\",IF(INDIRECT(\"Measures!\"&CD$99&$BA171)<>\"\",INDIRECT(\"Measures!\"&CD$99&$BA171),\"\"),\"\")","v":""},{"$f":"IF($BA171<>\"\",IF(INDIRECT(\"Measures!\"&CE$99&$BA171)<>\"\",INDIRECT(\"Measures!\"&CE$99&$BA171),\"\"),\"\")","v":""},{"$f":"IF($BA171<>\"\",IF(INDIRECT(\"Measures!\"&CF$99&$BA171)<>\"\",INDIRECT(\"Measures!\"&CF$99&$BA171),\"\"),\"\")","v":""},{"$f":"IF($BA171<>\"\",IF(INDIRECT(\"Measures!\"&CG$99&$BA171)<>\"\",INDIRECT(\"Measures!\"&CG$99&$BA171),\"\"),\"\")","v":""},{"$f":"INDEX('Measure Descriptions'!$A$10:$A$46,MATCH(Map_Gas_Mid[[#This Row],[Measure]],'Measure Descriptions'!$B$10:$B$46,0))","v":""},{"$f":"IF($BA171<>\"\",IF(VLOOKUP(Map_Gas_Mid[[#This Row],[Measure]],'Measure Descriptions'!$B$10:$H$46,CI$99,FALSE)<>\"\",VLOOKUP(Map_Gas_Mid[[#This Row],[Measure]],'Measure Descriptions'!$B$10:$H$46,CI$99,FALSE),\"\"),\"\")","v":""},{"$f":"IF($BA171<>\"\",IF(VLOOKUP(Map_Gas_Mid[[#This Row],[Measure]],'Measure Descriptions'!$B$10:$H$46,CJ$99,FALSE)<>\"\",VLOOKUP(Map_Gas_Mid[[#This Row],[Measure]],'Measure Descriptions'!$B$10:$H$46,CJ$99,FALSE),\"\"),\"\")","v":""},{"$f":"IF($BA171<>\"\",IF(VLOOKUP(Map_Gas_Mid[[#This Row],[Measure]],'Measure Descriptions'!$B$10:$H$46,CK$99,FALSE)<>\"\",VLOOKUP(Map_Gas_Mid[[#This Row],[Measure]],'Measure Descriptions'!$B$10:$H$46,CK$99,FALSE),\"\"),\"\")","v":""},{"$f":"IF($BA171<>\"\",IF(VLOOKUP(Map_Gas_Mid[[#This Row],[Measure]],'Measure Descriptions'!$B$10:$H$46,CL$99,FALSE)<>\"\",VLOOKUP(Map_Gas_Mid[[#This Row],[Measure]],'Measure Descriptions'!$B$10:$H$46,CL$99,FALSE),\"\"),\"\")","v":""},{"$f":"IF($BA171<>\"\",IF(VLOOKUP(Map_Gas_Mid[[#This Row],[Measure]],'Measure Descriptions'!$B$10:$H$46,CM$99,FALSE)<>\"\",VLOOKUP(Map_Gas_Mid[[#This Row],[Measure]],'Measure Descriptions'!$B$10:$H$46,CM$99,FALSE),\"\"),\"\")","v":""},{"$f":"IF($BA171<>\"\",IF(VLOOKUP(Map_Gas_Mid[[#This Row],[Measure]],'Measure Descriptions'!$B$10:$H$46,CN$99,FALSE)<>\"\",VLOOKUP(Map_Gas_Mid[[#This Row],[Measure]],'Measure Descriptions'!$B$10:$H$46,CN$99,FALSE),\"\"),\"\")","v":""},{"$f":"IF($BA171<>\"\",IF(INDIRECT(\"Measures!\"&CO$99&$BA171)<>\"\",INDIRECT(\"Measures!\"&CO$99&$BA171),\"\"),\"\")","v":""}]
[null,null,"","",{"$f":"IF($B172<>\"\",IF(INDIRECT(\"Measures!\"&E$99&$B172)<>\"\",INDIRECT(\"Measures!\"&E$99&$B172),\"\"),\"\")","v":""},{"$f":"IF($B172<>\"\",IF(INDIRECT(\"Measures!\"&F$99&$B172)<>\"\",INDIRECT(\"Measures!\"&F$99&$B172),\"\"),\"\")","v":""},{"$f":"IF($B172<>\"\",IF(INDIRECT(\"Measures!\"&G$99&$B172)<>\"\",INDIRECT(\"Measures!\"&G$99&$B172),\"\"),\"\")","v":""},{"$f":"IF($B172<>\"\",IF(INDIRECT(\"Measures!\"&H$99&$B172)<>\"\",INDIRECT(\"Measures!\"&H$99&$B172),\"\"),\"\")","v":""},{"$f":"IF($B172<>\"\",IF(INDIRECT(\"Measures!\"&I$99&$B172)<>\"\",INDIRECT(\"Measures!\"&I$99&$B172),\"\"),\"\")","v":""},{"$f":"IF($B172<>\"\",IF(INDIRECT(\"Measures!\"&J$99&$B172)<>\"\",INDIRECT(\"Measures!\"&J$99&$B172),\"\"),\"\")","v":""},{"$f":"IF($B172<>\"\",IF(INDIRECT(\"Measures!\"&K$99&$B172)<>\"\",INDIRECT(\"Measures!\"&K$99&$B172),\"\"),\"\")","v":""},{"$f":"IF($B172<>\"\",IF(INDIRECT(\"Measures!\"&L$99&$B172)<>\"\",INDIRECT(\"Measures!\"&L$99&$B172),\"\"),\"\")","v":""},{"$f":"IF($B172<>\"\",IF(INDIRECT(\"Measures!\"&M$99&$B172)<>\"\",INDIRECT(\"Measures!\"&M$99&$B172),\"\"),\"\")","v":""},{"$f":"IF($B172<>\"\",IF(INDIRECT(\"Measures!\"&N$99&$B172)<>\"\",INDIRECT(\"Measures!\"&N$99&$B172),\"\"),\"\")","v":""},{"$f":"IF($B172<>\"\",IF(INDIRECT(\"Measures!\"&O$99&$B172)<>\"\",INDIRECT(\"Measures!\"&O$99&$B172),\"\"),\"\")","v":""},{"$f":"IF($B172<>\"\",IF(INDIRECT(\"Measures!\"&P$99&$B172)<>\"\",INDIRECT(\"Measures!\"&P$99&$B172),\"\"),\"\")","v":""},{"$f":"IF($B172<>\"\",IF(INDIRECT(\"Measures!\"&Q$99&$B172)<>\"\",INDIRECT(\"Measures!\"&Q$99&$B172),\"\"),\"\")","v":""},{"$f":"IF($B172<>\"\",IF(INDIRECT(\"Measures!\"&R$99&$B172)<>\"\",INDIRECT(\"Measures!\"&R$99&$B172),\"\"),\"\")","v":""},{"$f":"IF($B172<>\"\",IF(INDIRECT(\"Measures!\"&S$99&$B172)<>\"\",INDIRECT(\"Measures!\"&S$99&$B172),\"\"),\"\")","v":""},{"$f":"IF($B172<>\"\",IF(INDIRECT(\"Measures!\"&T$99&$B172)<>\"\",INDIRECT(\"Measures!\"&T$99&$B172),\"\"),\"\")","v":""},{"$f":"IF($B172<>\"\",IF(INDIRECT(\"Measures!\"&U$99&$B172)<>\"\",INDIRECT(\"Measures!\"&U$99&$B172),\"\"),\"\")","v":""},{"$f":"IF($B172<>\"\",IF(INDIRECT(\"Measures!\"&V$99&$B172)<>\"\",INDIRECT(\"Measures!\"&V$99&$B172),\"\"),\"\")","v":""},{"$f":"IF($B172<>\"\",IF(INDIRECT(\"Measures!\"&W$99&$B172)<>\"\",INDIRECT(\"Measures!\"&W$99&$B172),\"\"),\"\")","v":""},{"$f":"IF($B172<>\"\",IF(INDIRECT(\"Measures!\"&X$99&$B172)<>\"\",INDIRECT(\"Measures!\"&X$99&$B172),\"\"),\"\")","v":""},{"$f":"IF($B172<>\"\",IF(INDIRECT(\"Measures!\"&Y$99&$B172)<>\"\",INDIRECT(\"Measures!\"&Y$99&$B172),\"\"),\"\")","v":""},{"$f":"IF($B172<>\"\",IF(INDIRECT(\"Measures!\"&Z$99&$B172)<>\"\",INDIRECT(\"Measures!\"&Z$99&$B172),\"\"),\"\")","v":""},{"$f":"IF($B172<>\"\",IF(INDIRECT(\"Measures!\"&AA$99&$B172)<>\"\",INDIRECT(\"Measures!\"&AA$99&$B172),\"\"),\"\")","v":""},{"$f":"IF($B172<>\"\",IF(INDIRECT(\"Measures!\"&AB$99&$B172)<>\"\",INDIRECT(\"Measures!\"&AB$99&$B172),\"\"),\"\")","v":""},{"$f":"IF($B172<>\"\",IF(INDIRECT(\"Measures!\"&AC$99&$B172)<>\"\",INDIRECT(\"Measures!\"&AC$99&$B172),\"\"),\"\")","v":""},{"$f":"IF($B172<>\"\",IF(INDIRECT(\"Measures!\"&AD$99&$B172)<>\"\",INDIRECT(\"Measures!\"&AD$99&$B172),\"\"),\"\")","v":""},{"$f":"IF($B172<>\"\",IF(INDIRECT(\"Measures!\"&AE$99&$B172)<>\"\",INDIRECT(\"Measures!\"&AE$99&$B172),\"\"),\"\")","v":""},{"$f":"IF($B172<>\"\",IF(INDIRECT(\"Measures!\"&AF$99&$B172)<>\"\",INDIRECT(\"Measures!\"&AF$99&$B172),\"\"),\"\")","v":""},{"$f":"IF($B172<>\"\",IF(INDIRECT(\"Measures!\"&AG$99&$B172)<>\"\",INDIRECT(\"Measures!\"&AG$99&$B172),\"\"),\"\")","v":""},{"$f":"IF($B172<>\"\",IF(INDIRECT(\"Measures!\"&AH$99&$B172)<>\"\",INDIRECT(\"Measures!\"&AH$99&$B172),\"\"),\"\")","v":""},{"$f":"INDEX('Measure Descriptions'!$A$10:$A$46,MATCH(Map_Elec_Mid[[#This Row],[Measure]],'Measure Descriptions'!$B$10:$B$46,0))","v":""},{"$f":"IF($B172<>\"\",IF(VLOOKUP(Map_Elec_Mid[[#This Row],[Measure]],'Measure Descriptions'!$B$10:$H$46,AJ$99,FALSE)<>\"\",VLOOKUP(Map_Elec_Mid[[#This Row],[Measure]],'Measure Descriptions'!$B$10:$H$46,AJ$99,FALSE),\"\"),\"\")","v":""},{"$f":"IF($B172<>\"\",IF(VLOOKUP(Map_Elec_Mid[[#This Row],[Measure]],'Measure Descriptions'!$B$10:$H$46,AK$99,FALSE)<>\"\",VLOOKUP(Map_Elec_Mid[[#This Row],[Measure]],'Measure Descriptions'!$B$10:$H$46,AK$99,FALSE),\"\"),\"\")","v":""},{"$f":"IF($B172<>\"\",IF(VLOOKUP(Map_Elec_Mid[[#This Row],[Measure]],'Measure Descriptions'!$B$10:$H$46,AL$99,FALSE)<>\"\",VLOOKUP(Map_Elec_Mid[[#This Row],[Measure]],'Measure Descriptions'!$B$10:$H$46,AL$99,FALSE),\"\"),\"\")","v":""},{"$f":"IF($B172<>\"\",IF(VLOOKUP(Map_Elec_Mid[[#This Row],[Measure]],'Measure Descriptions'!$B$10:$H$46,AM$99,FALSE)<>\"\",VLOOKUP(Map_Elec_Mid[[#This Row],[Measure]],'Measure Descriptions'!$B$10:$H$46,AM$99,FALSE),\"\"),\"\")","v":""},{"$f":"IF($B172<>\"\",IF(VLOOKUP(Map_Elec_Mid[[#This Row],[Measure]],'Measure Descriptions'!$B$10:$H$46,AN$99,FALSE)<>\"\",VLOOKUP(Map_Elec_Mid[[#This Row],[Measure]],'Measure Descriptions'!$B$10:$H$46,AN$99,FALSE),\"\"),\"\")","v":""},{"$f":"IF($B172<>\"\",IF(VLOOKUP(Map_Elec_Mid[[#This Row],[Measure]],'Measure Descriptions'!$B$10:$H$46,AO$99,FALSE)<>\"\",VLOOKUP(Map_Elec_Mid[[#This Row],[Measure]],'Measure Descriptions'!$B$10:$H$46,AO$99,FALSE),\"\"),\"\")","v":""},{"$f":"IF($B172<>\"\",IF(INDIRECT(\"Measures!\"&AP$99&$B172)<>\"\",INDIRECT(\"Measures!\"&AP$99&$B172),\"\"),\"\")","v":""},null,null,null,null,null,null,null,null,null,null,null,"","",{"$f":"IF($BA172<>\"\",IF(INDIRECT(\"Measures!\"&BD$99&$BA172)<>\"\",INDIRECT(\"Measures!\"&BD$99&$BA172),\"\"),\"\")","v":""},{"$f":"IF($BA172<>\"\",IF(INDIRECT(\"Measures!\"&BE$99&$BA172)<>\"\",INDIRECT(\"Measures!\"&BE$99&$BA172),\"\"),\"\")","v":""},{"$f":"IF($BA172<>\"\",IF(INDIRECT(\"Measures!\"&BF$99&$BA172)<>\"\",INDIRECT(\"Measures!\"&BF$99&$BA172),\"\"),\"\")","v":""},{"$f":"IF($BA172<>\"\",IF(INDIRECT(\"Measures!\"&BG$99&$BA172)<>\"\",INDIRECT(\"Measures!\"&BG$99&$BA172),\"\"),\"\")","v":""},{"$f":"IF($BA172<>\"\",IF(INDIRECT(\"Measures!\"&BH$99&$BA172)<>\"\",INDIRECT(\"Measures!\"&BH$99&$BA172),\"\"),\"\")","v":""},{"$f":"IF($BA172<>\"\",IF(INDIRECT(\"Measures!\"&BI$99&$BA172)<>\"\",INDIRECT(\"Measures!\"&BI$99&$BA172),\"\"),\"\")","v":""},{"$f":"IF($BA172<>\"\",IF(INDIRECT(\"Measures!\"&BJ$99&$BA172)<>\"\",INDIRECT(\"Measures!\"&BJ$99&$BA172),\"\"),\"\")","v":""},{"$f":"IF($BA172<>\"\",IF(INDIRECT(\"Measures!\"&BK$99&$BA172)<>\"\",INDIRECT(\"Measures!\"&BK$99&$BA172),\"\"),\"\")","v":""},{"$f":"IF($BA172<>\"\",IF(INDIRECT(\"Measures!\"&BL$99&$BA172)<>\"\",INDIRECT(\"Measures!\"&BL$99&$BA172),\"\"),\"\")","v":""},{"$f":"IF($BA172<>\"\",IF(INDIRECT(\"Measures!\"&BM$99&$BA172)<>\"\",INDIRECT(\"Measures!\"&BM$99&$BA172),\"\"),\"\")","v":""},{"$f":"IF($BA172<>\"\",IF(INDIRECT(\"Measures!\"&BN$99&$BA172)<>\"\",INDIRECT(\"Measures!\"&BN$99&$BA172),\"\"),\"\")","v":""},{"$f":"IF($BA172<>\"\",IF(INDIRECT(\"Measures!\"&BO$99&$BA172)<>\"\",INDIRECT(\"Measures!\"&BO$99&$BA172),\"\"),\"\")","v":""},{"$f":"IF($BA172<>\"\",IF(INDIRECT(\"Measures!\"&BP$99&$BA172)<>\"\",INDIRECT(\"Measures!\"&BP$99&$BA172),\"\"),\"\")","v":""},{"$f":"IF($BA172<>\"\",IF(INDIRECT(\"Measures!\"&BQ$99&$BA172)<>\"\",INDIRECT(\"Measures!\"&BQ$99&$BA172),\"\"),\"\")","v":""},{"$f":"IF($BA172<>\"\",IF(INDIRECT(\"Measures!\"&BR$99&$BA172)<>\"\",INDIRECT(\"Measures!\"&BR$99&$BA172),\"\"),\"\")","v":""},{"$f":"IF($BA172<>\"\",IF(INDIRECT(\"Measures!\"&BS$99&$BA172)<>\"\",INDIRECT(\"Measures!\"&BS$99&$BA172),\"\"),\"\")","v":""},{"$f":"IF($BA172<>\"\",IF(INDIRECT(\"Measures!\"&BT$99&$BA172)<>\"\",INDIRECT(\"Measures!\"&BT$99&$BA172),\"\"),\"\")","v":""},{"$f":"IF($BA172<>\"\",IF(INDIRECT(\"Measures!\"&BU$99&$BA172)<>\"\",INDIRECT(\"Measures!\"&BU$99&$BA172),\"\"),\"\")","v":""},{"$f":"IF($BA172<>\"\",IF(INDIRECT(\"Measures!\"&BV$99&$BA172)<>\"\",INDIRECT(\"Measures!\"&BV$99&$BA172),\"\"),\"\")","v":""},{"$f":"IF($BA172<>\"\",IF(INDIRECT(\"Measures!\"&BW$99&$BA172)<>\"\",INDIRECT(\"Measures!\"&BW$99&$BA172),\"\"),\"\")","v":""},{"$f":"IF($BA172<>\"\",IF(INDIRECT(\"Measures!\"&BX$99&$BA172)<>\"\",INDIRECT(\"Measures!\"&BX$99&$BA172),\"\"),\"\")","v":""},{"$f":"IF($BA172<>\"\",IF(INDIRECT(\"Measures!\"&BY$99&$BA172)<>\"\",INDIRECT(\"Measures!\"&BY$99&$BA172),\"\"),\"\")","v":""},{"$f":"IF($BA172<>\"\",IF(INDIRECT(\"Measures!\"&BZ$99&$BA172)<>\"\",INDIRECT(\"Measures!\"&BZ$99&$BA172),\"\"),\"\")","v":""},{"$f":"IF($BA172<>\"\",IF(INDIRECT(\"Measures!\"&CA$99&$BA172)<>\"\",INDIRECT(\"Measures!\"&CA$99&$BA172),\"\"),\"\")","v":""},{"$f":"IF($BA172<>\"\",IF(INDIRECT(\"Measures!\"&CB$99&$BA172)<>\"\",INDIRECT(\"Measures!\"&CB$99&$BA172),\"\"),\"\")","v":""},{"$f":"IF($BA172<>\"\",IF(INDIRECT(\"Measures!\"&CC$99&$BA172)<>\"\",INDIRECT(\"Measures!\"&CC$99&$BA172),\"\"),\"\")","v":""},{"$f":"IF($BA172<>\"\",IF(INDIRECT(\"Measures!\"&CD$99&$BA172)<>\"\",INDIRECT(\"Measures!\"&CD$99&$BA172),\"\"),\"\")","v":""},{"$f":"IF($BA172<>\"\",IF(INDIRECT(\"Measures!\"&CE$99&$BA172)<>\"\",INDIRECT(\"Measures!\"&CE$99&$BA172),\"\"),\"\")","v":""},{"$f":"IF($BA172<>\"\",IF(INDIRECT(\"Measures!\"&CF$99&$BA172)<>\"\",INDIRECT(\"Measures!\"&CF$99&$BA172),\"\"),\"\")","v":""},{"$f":"IF($BA172<>\"\",IF(INDIRECT(\"Measures!\"&CG$99&$BA172)<>\"\",INDIRECT(\"Measures!\"&CG$99&$BA172),\"\"),\"\")","v":""},{"$f":"INDEX('Measure Descriptions'!$A$10:$A$46,MATCH(Map_Gas_Mid[[#This Row],[Measure]],'Measure Descriptions'!$B$10:$B$46,0))","v":""},{"$f":"IF($BA172<>\"\",IF(VLOOKUP(Map_Gas_Mid[[#This Row],[Measure]],'Measure Descriptions'!$B$10:$H$46,CI$99,FALSE)<>\"\",VLOOKUP(Map_Gas_Mid[[#This Row],[Measure]],'Measure Descriptions'!$B$10:$H$46,CI$99,FALSE),\"\"),\"\")","v":""},{"$f":"IF($BA172<>\"\",IF(VLOOKUP(Map_Gas_Mid[[#This Row],[Measure]],'Measure Descriptions'!$B$10:$H$46,CJ$99,FALSE)<>\"\",VLOOKUP(Map_Gas_Mid[[#This Row],[Measure]],'Measure Descriptions'!$B$10:$H$46,CJ$99,FALSE),\"\"),\"\")","v":""},{"$f":"IF($BA172<>\"\",IF(VLOOKUP(Map_Gas_Mid[[#This Row],[Measure]],'Measure Descriptions'!$B$10:$H$46,CK$99,FALSE)<>\"\",VLOOKUP(Map_Gas_Mid[[#This Row],[Measure]],'Measure Descriptions'!$B$10:$H$46,CK$99,FALSE),\"\"),\"\")","v":""},{"$f":"IF($BA172<>\"\",IF(VLOOKUP(Map_Gas_Mid[[#This Row],[Measure]],'Measure Descriptions'!$B$10:$H$46,CL$99,FALSE)<>\"\",VLOOKUP(Map_Gas_Mid[[#This Row],[Measure]],'Measure Descriptions'!$B$10:$H$46,CL$99,FALSE),\"\"),\"\")","v":""},{"$f":"IF($BA172<>\"\",IF(VLOOKUP(Map_Gas_Mid[[#This Row],[Measure]],'Measure Descriptions'!$B$10:$H$46,CM$99,FALSE)<>\"\",VLOOKUP(Map_Gas_Mid[[#This Row],[Measure]],'Measure Descriptions'!$B$10:$H$46,CM$99,FALSE),\"\"),\"\")","v":""},{"$f":"IF($BA172<>\"\",IF(VLOOKUP(Map_Gas_Mid[[#This Row],[Measure]],'Measure Descriptions'!$B$10:$H$46,CN$99,FALSE)<>\"\",VLOOKUP(Map_Gas_Mid[[#This Row],[Measure]],'Measure Descriptions'!$B$10:$H$46,CN$99,FALSE),\"\"),\"\")","v":""},{"$f":"IF($BA172<>\"\",IF(INDIRECT(\"Measures!\"&CO$99&$BA172)<>\"\",INDIRECT(\"Measures!\"&CO$99&$BA172),\"\"),\"\")","v":""}]
[null,null,"","",{"$f":"IF($B173<>\"\",IF(INDIRECT(\"Measures!\"&E$99&$B173)<>\"\",INDIRECT(\"Measures!\"&E$99&$B173),\"\"),\"\")","v":""},{"$f":"IF($B173<>\"\",IF(INDIRECT(\"Measures!\"&F$99&$B173)<>\"\",INDIRECT(\"Measures!\"&F$99&$B173),\"\"),\"\")","v":""},{"$f":"IF($B173<>\"\",IF(INDIRECT(\"Measures!\"&G$99&$B173)<>\"\",INDIRECT(\"Measures!\"&G$99&$B173),\"\"),\"\")","v":""},{"$f":"IF($B173<>\"\",IF(INDIRECT(\"Measures!\"&H$99&$B173)<>\"\",INDIRECT(\"Measures!\"&H$99&$B173),\"\"),\"\")","v":""},{"$f":"IF($B173<>\"\",IF(INDIRECT(\"Measures!\"&I$99&$B173)<>\"\",INDIRECT(\"Measures!\"&I$99&$B173),\"\"),\"\")","v":""},{"$f":"IF($B173<>\"\",IF(INDIRECT(\"Measures!\"&J$99&$B173)<>\"\",INDIRECT(\"Measures!\"&J$99&$B173),\"\"),\"\")","v":""},{"$f":"IF($B173<>\"\",IF(INDIRECT(\"Measures!\"&K$99&$B173)<>\"\",INDIRECT(\"Measures!\"&K$99&$B173),\"\"),\"\")","v":""},{"$f":"IF($B173<>\"\",IF(INDIRECT(\"Measures!\"&L$99&$B173)<>\"\",INDIRECT(\"Measures!\"&L$99&$B173),\"\"),\"\")","v":""},{"$f":"IF($B173<>\"\",IF(INDIRECT(\"Measures!\"&M$99&$B173)<>\"\",INDIRECT(\"Measures!\"&M$99&$B173),\"\"),\"\")","v":""},{"$f":"IF($B173<>\"\",IF(INDIRECT(\"Measures!\"&N$99&$B173)<>\"\",INDIRECT(\"Measures!\"&N$99&$B173),\"\"),\"\")","v":""},{"$f":"IF($B173<>\"\",IF(INDIRECT(\"Measures!\"&O$99&$B173)<>\"\",INDIRECT(\"Measures!\"&O$99&$B173),\"\"),\"\")","v":""},{"$f":"IF($B173<>\"\",IF(INDIRECT(\"Measures!\"&P$99&$B173)<>\"\",INDIRECT(\"Measures!\"&P$99&$B173),\"\"),\"\")","v":""},{"$f":"IF($B173<>\"\",IF(INDIRECT(\"Measures!\"&Q$99&$B173)<>\"\",INDIRECT(\"Measures!\"&Q$99&$B173),\"\"),\"\")","v":""},{"$f":"IF($B173<>\"\",IF(INDIRECT(\"Measures!\"&R$99&$B173)<>\"\",INDIRECT(\"Measures!\"&R$99&$B173),\"\"),\"\")","v":""},{"$f":"IF($B173<>\"\",IF(INDIRECT(\"Measures!\"&S$99&$B173)<>\"\",INDIRECT(\"Measures!\"&S$99&$B173),\"\"),\"\")","v":""},{"$f":"IF($B173<>\"\",IF(INDIRECT(\"Measures!\"&T$99&$B173)<>\"\",INDIRECT(\"Measures!\"&T$99&$B173),\"\"),\"\")","v":""},{"$f":"IF($B173<>\"\",IF(INDIRECT(\"Measures!\"&U$99&$B173)<>\"\",INDIRECT(\"Measures!\"&U$99&$B173),\"\"),\"\")","v":""},{"$f":"IF($B173<>\"\",IF(INDIRECT(\"Measures!\"&V$99&$B173)<>\"\",INDIRECT(\"Measures!\"&V$99&$B173),\"\"),\"\")","v":""},{"$f":"IF($B173<>\"\",IF(INDIRECT(\"Measures!\"&W$99&$B173)<>\"\",INDIRECT(\"Measures!\"&W$99&$B173),\"\"),\"\")","v":""},{"$f":"IF($B173<>\"\",IF(INDIRECT(\"Measures!\"&X$99&$B173)<>\"\",INDIRECT(\"Measures!\"&X$99&$B173),\"\"),\"\")","v":""},{"$f":"IF($B173<>\"\",IF(INDIRECT(\"Measures!\"&Y$99&$B173)<>\"\",INDIRECT(\"Measures!\"&Y$99&$B173),\"\"),\"\")","v":""},{"$f":"IF($B173<>\"\",IF(INDIRECT(\"Measures!\"&Z$99&$B173)<>\"\",INDIRECT(\"Measures!\"&Z$99&$B173),\"\"),\"\")","v":""},{"$f":"IF($B173<>\"\",IF(INDIRECT(\"Measures!\"&AA$99&$B173)<>\"\",INDIRECT(\"Measures!\"&AA$99&$B173),\"\"),\"\")","v":""},{"$f":"IF($B173<>\"\",IF(INDIRECT(\"Measures!\"&AB$99&$B173)<>\"\",INDIRECT(\"Measures!\"&AB$99&$B173),\"\"),\"\")","v":""},{"$f":"IF($B173<>\"\",IF(INDIRECT(\"Measures!\"&AC$99&$B173)<>\"\",INDIRECT(\"Measures!\"&AC$99&$B173),\"\"),\"\")","v":""},{"$f":"IF($B173<>\"\",IF(INDIRECT(\"Measures!\"&AD$99&$B173)<>\"\",INDIRECT(\"Measures!\"&AD$99&$B173),\"\"),\"\")","v":""},{"$f":"IF($B173<>\"\",IF(INDIRECT(\"Measures!\"&AE$99&$B173)<>\"\",INDIRECT(\"Measures!\"&AE$99&$B173),\"\"),\"\")","v":""},{"$f":"IF($B173<>\"\",IF(INDIRECT(\"Measures!\"&AF$99&$B173)<>\"\",INDIRECT(\"Measures!\"&AF$99&$B173),\"\"),\"\")","v":""},{"$f":"IF($B173<>\"\",IF(INDIRECT(\"Measures!\"&AG$99&$B173)<>\"\",INDIRECT(\"Measures!\"&AG$99&$B173),\"\"),\"\")","v":""},{"$f":"IF($B173<>\"\",IF(INDIRECT(\"Measures!\"&AH$99&$B173)<>\"\",INDIRECT(\"Measures!\"&AH$99&$B173),\"\"),\"\")","v":""},{"$f":"INDEX('Measure Descriptions'!$A$10:$A$46,MATCH(Map_Elec_Mid[[#This Row],[Measure]],'Measure Descriptions'!$B$10:$B$46,0))","v":""},{"$f":"IF($B173<>\"\",IF(VLOOKUP(Map_Elec_Mid[[#This Row],[Measure]],'Measure Descriptions'!$B$10:$H$46,AJ$99,FALSE)<>\"\",VLOOKUP(Map_Elec_Mid[[#This Row],[Measure]],'Measure Descriptions'!$B$10:$H$46,AJ$99,FALSE),\"\"),\"\")","v":""},{"$f":"IF($B173<>\"\",IF(VLOOKUP(Map_Elec_Mid[[#This Row],[Measure]],'Measure Descriptions'!$B$10:$H$46,AK$99,FALSE)<>\"\",VLOOKUP(Map_Elec_Mid[[#This Row],[Measure]],'Measure Descriptions'!$B$10:$H$46,AK$99,FALSE),\"\"),\"\")","v":""},{"$f":"IF($B173<>\"\",IF(VLOOKUP(Map_Elec_Mid[[#This Row],[Measure]],'Measure Descriptions'!$B$10:$H$46,AL$99,FALSE)<>\"\",VLOOKUP(Map_Elec_Mid[[#This Row],[Measure]],'Measure Descriptions'!$B$10:$H$46,AL$99,FALSE),\"\"),\"\")","v":""},{"$f":"IF($B173<>\"\",IF(VLOOKUP(Map_Elec_Mid[[#This Row],[Measure]],'Measure Descriptions'!$B$10:$H$46,AM$99,FALSE)<>\"\",VLOOKUP(Map_Elec_Mid[[#This Row],[Measure]],'Measure Descriptions'!$B$10:$H$46,AM$99,FALSE),\"\"),\"\")","v":""},{"$f":"IF($B173<>\"\",IF(VLOOKUP(Map_Elec_Mid[[#This Row],[Measure]],'Measure Descriptions'!$B$10:$H$46,AN$99,FALSE)<>\"\",VLOOKUP(Map_Elec_Mid[[#This Row],[Measure]],'Measure Descriptions'!$B$10:$H$46,AN$99,FALSE),\"\"),\"\")","v":""},{"$f":"IF($B173<>\"\",IF(VLOOKUP(Map_Elec_Mid[[#This Row],[Measure]],'Measure Descriptions'!$B$10:$H$46,AO$99,FALSE)<>\"\",VLOOKUP(Map_Elec_Mid[[#This Row],[Measure]],'Measure Descriptions'!$B$10:$H$46,AO$99,FALSE),\"\"),\"\")","v":""},{"$f":"IF($B173<>\"\",IF(INDIRECT(\"Measures!\"&AP$99&$B173)<>\"\",INDIRECT(\"Measures!\"&AP$99&$B173),\"\"),\"\")","v":""},null,null,null,null,null,null,null,null,null,null,null,"","",{"$f":"IF($BA173<>\"\",IF(INDIRECT(\"Measures!\"&BD$99&$BA173)<>\"\",INDIRECT(\"Measures!\"&BD$99&$BA173),\"\"),\"\")","v":""},{"$f":"IF($BA173<>\"\",IF(INDIRECT(\"Measures!\"&BE$99&$BA173)<>\"\",INDIRECT(\"Measures!\"&BE$99&$BA173),\"\"),\"\")","v":""},{"$f":"IF($BA173<>\"\",IF(INDIRECT(\"Measures!\"&BF$99&$BA173)<>\"\",INDIRECT(\"Measures!\"&BF$99&$BA173),\"\"),\"\")","v":""},{"$f":"IF($BA173<>\"\",IF(INDIRECT(\"Measures!\"&BG$99&$BA173)<>\"\",INDIRECT(\"Measures!\"&BG$99&$BA173),\"\"),\"\")","v":""},{"$f":"IF($BA173<>\"\",IF(INDIRECT(\"Measures!\"&BH$99&$BA173)<>\"\",INDIRECT(\"Measures!\"&BH$99&$BA173),\"\"),\"\")","v":""},{"$f":"IF($BA173<>\"\",IF(INDIRECT(\"Measures!\"&BI$99&$BA173)<>\"\",INDIRECT(\"Measures!\"&BI$99&$BA173),\"\"),\"\")","v":""},{"$f":"IF($BA173<>\"\",IF(INDIRECT(\"Measures!\"&BJ$99&$BA173)<>\"\",INDIRECT(\"Measures!\"&BJ$99&$BA173),\"\"),\"\")","v":""},{"$f":"IF($BA173<>\"\",IF(INDIRECT(\"Measures!\"&BK$99&$BA173)<>\"\",INDIRECT(\"Measures!\"&BK$99&$BA173),\"\"),\"\")","v":""},{"$f":"IF($BA173<>\"\",IF(INDIRECT(\"Measures!\"&BL$99&$BA173)<>\"\",INDIRECT(\"Measures!\"&BL$99&$BA173),\"\"),\"\")","v":""},{"$f":"IF($BA173<>\"\",IF(INDIRECT(\"Measures!\"&BM$99&$BA173)<>\"\",INDIRECT(\"Measures!\"&BM$99&$BA173),\"\"),\"\")","v":""},{"$f":"IF($BA173<>\"\",IF(INDIRECT(\"Measures!\"&BN$99&$BA173)<>\"\",INDIRECT(\"Measures!\"&BN$99&$BA173),\"\"),\"\")","v":""},{"$f":"IF($BA173<>\"\",IF(INDIRECT(\"Measures!\"&BO$99&$BA173)<>\"\",INDIRECT(\"Measures!\"&BO$99&$BA173),\"\"),\"\")","v":""},{"$f":"IF($BA173<>\"\",IF(INDIRECT(\"Measures!\"&BP$99&$BA173)<>\"\",INDIRECT(\"Measures!\"&BP$99&$BA173),\"\"),\"\")","v":""},{"$f":"IF($BA173<>\"\",IF(INDIRECT(\"Measures!\"&BQ$99&$BA173)<>\"\",INDIRECT(\"Measures!\"&BQ$99&$BA173),\"\"),\"\")","v":""},{"$f":"IF($BA173<>\"\",IF(INDIRECT(\"Measures!\"&BR$99&$BA173)<>\"\",INDIRECT(\"Measures!\"&BR$99&$BA173),\"\"),\"\")","v":""},{"$f":"IF($BA173<>\"\",IF(INDIRECT(\"Measures!\"&BS$99&$BA173)<>\"\",INDIRECT(\"Measures!\"&BS$99&$BA173),\"\"),\"\")","v":""},{"$f":"IF($BA173<>\"\",IF(INDIRECT(\"Measures!\"&BT$99&$BA173)<>\"\",INDIRECT(\"Measures!\"&BT$99&$BA173),\"\"),\"\")","v":""},{"$f":"IF($BA173<>\"\",IF(INDIRECT(\"Measures!\"&BU$99&$BA173)<>\"\",INDIRECT(\"Measures!\"&BU$99&$BA173),\"\"),\"\")","v":""},{"$f":"IF($BA173<>\"\",IF(INDIRECT(\"Measures!\"&BV$99&$BA173)<>\"\",INDIRECT(\"Measures!\"&BV$99&$BA173),\"\"),\"\")","v":""},{"$f":"IF($BA173<>\"\",IF(INDIRECT(\"Measures!\"&BW$99&$BA173)<>\"\",INDIRECT(\"Measures!\"&BW$99&$BA173),\"\"),\"\")","v":""},{"$f":"IF($BA173<>\"\",IF(INDIRECT(\"Measures!\"&BX$99&$BA173)<>\"\",INDIRECT(\"Measures!\"&BX$99&$BA173),\"\"),\"\")","v":""},{"$f":"IF($BA173<>\"\",IF(INDIRECT(\"Measures!\"&BY$99&$BA173)<>\"\",INDIRECT(\"Measures!\"&BY$99&$BA173),\"\"),\"\")","v":""},{"$f":"IF($BA173<>\"\",IF(INDIRECT(\"Measures!\"&BZ$99&$BA173)<>\"\",INDIRECT(\"Measures!\"&BZ$99&$BA173),\"\"),\"\")","v":""},{"$f":"IF($BA173<>\"\",IF(INDIRECT(\"Measures!\"&CA$99&$BA173)<>\"\",INDIRECT(\"Measures!\"&CA$99&$BA173),\"\"),\"\")","v":""},{"$f":"IF($BA173<>\"\",IF(INDIRECT(\"Measures!\"&CB$99&$BA173)<>\"\",INDIRECT(\"Measures!\"&CB$99&$BA173),\"\"),\"\")","v":""},{"$f":"IF($BA173<>\"\",IF(INDIRECT(\"Measures!\"&CC$99&$BA173)<>\"\",INDIRECT(\"Measures!\"&CC$99&$BA173),\"\"),\"\")","v":""},{"$f":"IF($BA173<>\"\",IF(INDIRECT(\"Measures!\"&CD$99&$BA173)<>\"\",INDIRECT(\"Measures!\"&CD$99&$BA173),\"\"),\"\")","v":""},{"$f":"IF($BA173<>\"\",IF(INDIRECT(\"Measures!\"&CE$99&$BA173)<>\"\",INDIRECT(\"Measures!\"&CE$99&$BA173),\"\"),\"\")","v":""},{"$f":"IF($BA173<>\"\",IF(INDIRECT(\"Measures!\"&CF$99&$BA173)<>\"\",INDIRECT(\"Measures!\"&CF$99&$BA173),\"\"),\"\")","v":""},{"$f":"IF($BA173<>\"\",IF(INDIRECT(\"Measures!\"&CG$99&$BA173)<>\"\",INDIRECT(\"Measures!\"&CG$99&$BA173),\"\"),\"\")","v":""},{"$f":"INDEX('Measure Descriptions'!$A$10:$A$46,MATCH(Map_Gas_Mid[[#This Row],[Measure]],'Measure Descriptions'!$B$10:$B$46,0))","v":""},{"$f":"IF($BA173<>\"\",IF(VLOOKUP(Map_Gas_Mid[[#This Row],[Measure]],'Measure Descriptions'!$B$10:$H$46,CI$99,FALSE)<>\"\",VLOOKUP(Map_Gas_Mid[[#This Row],[Measure]],'Measure Descriptions'!$B$10:$H$46,CI$99,FALSE),\"\"),\"\")","v":""},{"$f":"IF($BA173<>\"\",IF(VLOOKUP(Map_Gas_Mid[[#This Row],[Measure]],'Measure Descriptions'!$B$10:$H$46,CJ$99,FALSE)<>\"\",VLOOKUP(Map_Gas_Mid[[#This Row],[Measure]],'Measure Descriptions'!$B$10:$H$46,CJ$99,FALSE),\"\"),\"\")","v":""},{"$f":"IF($BA173<>\"\",IF(VLOOKUP(Map_Gas_Mid[[#This Row],[Measure]],'Measure Descriptions'!$B$10:$H$46,CK$99,FALSE)<>\"\",VLOOKUP(Map_Gas_Mid[[#This Row],[Measure]],'Measure Descriptions'!$B$10:$H$46,CK$99,FALSE),\"\"),\"\")","v":""},{"$f":"IF($BA173<>\"\",IF(VLOOKUP(Map_Gas_Mid[[#This Row],[Measure]],'Measure Descriptions'!$B$10:$H$46,CL$99,FALSE)<>\"\",VLOOKUP(Map_Gas_Mid[[#This Row],[Measure]],'Measure Descriptions'!$B$10:$H$46,CL$99,FALSE),\"\"),\"\")","v":""},{"$f":"IF($BA173<>\"\",IF(VLOOKUP(Map_Gas_Mid[[#This Row],[Measure]],'Measure Descriptions'!$B$10:$H$46,CM$99,FALSE)<>\"\",VLOOKUP(Map_Gas_Mid[[#This Row],[Measure]],'Measure Descriptions'!$B$10:$H$46,CM$99,FALSE),\"\"),\"\")","v":""},{"$f":"IF($BA173<>\"\",IF(VLOOKUP(Map_Gas_Mid[[#This Row],[Measure]],'Measure Descriptions'!$B$10:$H$46,CN$99,FALSE)<>\"\",VLOOKUP(Map_Gas_Mid[[#This Row],[Measure]],'Measure Descriptions'!$B$10:$H$46,CN$99,FALSE),\"\"),\"\")","v":""},{"$f":"IF($BA173<>\"\",IF(INDIRECT(\"Measures!\"&CO$99&$BA173)<>\"\",INDIRECT(\"Measures!\"&CO$99&$BA173),\"\"),\"\")","v":""}]
[null,null,"","",{"$f":"IF($B174<>\"\",IF(INDIRECT(\"Measures!\"&E$99&$B174)<>\"\",INDIRECT(\"Measures!\"&E$99&$B174),\"\"),\"\")","v":""},{"$f":"IF($B174<>\"\",IF(INDIRECT(\"Measures!\"&F$99&$B174)<>\"\",INDIRECT(\"Measures!\"&F$99&$B174),\"\"),\"\")","v":""},{"$f":"IF($B174<>\"\",IF(INDIRECT(\"Measures!\"&G$99&$B174)<>\"\",INDIRECT(\"Measures!\"&G$99&$B174),\"\"),\"\")","v":""},{"$f":"IF($B174<>\"\",IF(INDIRECT(\"Measures!\"&H$99&$B174)<>\"\",INDIRECT(\"Measures!\"&H$99&$B174),\"\"),\"\")","v":""},{"$f":"IF($B174<>\"\",IF(INDIRECT(\"Measures!\"&I$99&$B174)<>\"\",INDIRECT(\"Measures!\"&I$99&$B174),\"\"),\"\")","v":""},{"$f":"IF($B174<>\"\",IF(INDIRECT(\"Measures!\"&J$99&$B174)<>\"\",INDIRECT(\"Measures!\"&J$99&$B174),\"\"),\"\")","v":""},{"$f":"IF($B174<>\"\",IF(INDIRECT(\"Measures!\"&K$99&$B174)<>\"\",INDIRECT(\"Measures!\"&K$99&$B174),\"\"),\"\")","v":""},{"$f":"IF($B174<>\"\",IF(INDIRECT(\"Measures!\"&L$99&$B174)<>\"\",INDIRECT(\"Measures!\"&L$99&$B174),\"\"),\"\")","v":""},{"$f":"IF($B174<>\"\",IF(INDIRECT(\"Measures!\"&M$99&$B174)<>\"\",INDIRECT(\"Measures!\"&M$99&$B174),\"\"),\"\")","v":""},{"$f":"IF($B174<>\"\",IF(INDIRECT(\"Measures!\"&N$99&$B174)<>\"\",INDIRECT(\"Measures!\"&N$99&$B174),\"\"),\"\")","v":""},{"$f":"IF($B174<>\"\",IF(INDIRECT(\"Measures!\"&O$99&$B174)<>\"\",INDIRECT(\"Measures!\"&O$99&$B174),\"\"),\"\")","v":""},{"$f":"IF($B174<>\"\",IF(INDIRECT(\"Measures!\"&P$99&$B174)<>\"\",INDIRECT(\"Measures!\"&P$99&$B174),\"\"),\"\")","v":""},{"$f":"IF($B174<>\"\",IF(INDIRECT(\"Measures!\"&Q$99&$B174)<>\"\",INDIRECT(\"Measures!\"&Q$99&$B174),\"\"),\"\")","v":""},{"$f":"IF($B174<>\"\",IF(INDIRECT(\"Measures!\"&R$99&$B174)<>\"\",INDIRECT(\"Measures!\"&R$99&$B174),\"\"),\"\")","v":""},{"$f":"IF($B174<>\"\",IF(INDIRECT(\"Measures!\"&S$99&$B174)<>\"\",INDIRECT(\"Measures!\"&S$99&$B174),\"\"),\"\")","v":""},{"$f":"IF($B174<>\"\",IF(INDIRECT(\"Measures!\"&T$99&$B174)<>\"\",INDIRECT(\"Measures!\"&T$99&$B174),\"\"),\"\")","v":""},{"$f":"IF($B174<>\"\",IF(INDIRECT(\"Measures!\"&U$99&$B174)<>\"\",INDIRECT(\"Measures!\"&U$99&$B174),\"\"),\"\")","v":""},{"$f":"IF($B174<>\"\",IF(INDIRECT(\"Measures!\"&V$99&$B174)<>\"\",INDIRECT(\"Measures!\"&V$99&$B174),\"\"),\"\")","v":""},{"$f":"IF($B174<>\"\",IF(INDIRECT(\"Measures!\"&W$99&$B174)<>\"\",INDIRECT(\"Measures!\"&W$99&$B174),\"\"),\"\")","v":""},{"$f":"IF($B174<>\"\",IF(INDIRECT(\"Measures!\"&X$99&$B174)<>\"\",INDIRECT(\"Measures!\"&X$99&$B174),\"\"),\"\")","v":""},{"$f":"IF($B174<>\"\",IF(INDIRECT(\"Measures!\"&Y$99&$B174)<>\"\",INDIRECT(\"Measures!\"&Y$99&$B174),\"\"),\"\")","v":""},{"$f":"IF($B174<>\"\",IF(INDIRECT(\"Measures!\"&Z$99&$B174)<>\"\",INDIRECT(\"Measures!\"&Z$99&$B174),\"\"),\"\")","v":""},{"$f":"IF($B174<>\"\",IF(INDIRECT(\"Measures!\"&AA$99&$B174)<>\"\",INDIRECT(\"Measures!\"&AA$99&$B174),\"\"),\"\")","v":""},{"$f":"IF($B174<>\"\",IF(INDIRECT(\"Measures!\"&AB$99&$B174)<>\"\",INDIRECT(\"Measures!\"&AB$99&$B174),\"\"),\"\")","v":""},{"$f":"IF($B174<>\"\",IF(INDIRECT(\"Measures!\"&AC$99&$B174)<>\"\",INDIRECT(\"Measures!\"&AC$99&$B174),\"\"),\"\")","v":""},{"$f":"IF($B174<>\"\",IF(INDIRECT(\"Measures!\"&AD$99&$B174)<>\"\",INDIRECT(\"Measures!\"&AD$99&$B174),\"\"),\"\")","v":""},{"$f":"IF($B174<>\"\",IF(INDIRECT(\"Measures!\"&AE$99&$B174)<>\"\",INDIRECT(\"Measures!\"&AE$99&$B174),\"\"),\"\")","v":""},{"$f":"IF($B174<>\"\",IF(INDIRECT(\"Measures!\"&AF$99&$B174)<>\"\",INDIRECT(\"Measures!\"&AF$99&$B174),\"\"),\"\")","v":""},{"$f":"IF($B174<>\"\",IF(INDIRECT(\"Measures!\"&AG$99&$B174)<>\"\",INDIRECT(\"Measures!\"&AG$99&$B174),\"\"),\"\")","v":""},{"$f":"IF($B174<>\"\",IF(INDIRECT(\"Measures!\"&AH$99&$B174)<>\"\",INDIRECT(\"Measures!\"&AH$99&$B174),\"\"),\"\")","v":""},{"$f":"INDEX('Measure Descriptions'!$A$10:$A$46,MATCH(Map_Elec_Mid[[#This Row],[Measure]],'Measure Descriptions'!$B$10:$B$46,0))","v":""},{"$f":"IF($B174<>\"\",IF(VLOOKUP(Map_Elec_Mid[[#This Row],[Measure]],'Measure Descriptions'!$B$10:$H$46,AJ$99,FALSE)<>\"\",VLOOKUP(Map_Elec_Mid[[#This Row],[Measure]],'Measure Descriptions'!$B$10:$H$46,AJ$99,FALSE),\"\"),\"\")","v":""},{"$f":"IF($B174<>\"\",IF(VLOOKUP(Map_Elec_Mid[[#This Row],[Measure]],'Measure Descriptions'!$B$10:$H$46,AK$99,FALSE)<>\"\",VLOOKUP(Map_Elec_Mid[[#This Row],[Measure]],'Measure Descriptions'!$B$10:$H$46,AK$99,FALSE),\"\"),\"\")","v":""},{"$f":"IF($B174<>\"\",IF(VLOOKUP(Map_Elec_Mid[[#This Row],[Measure]],'Measure Descriptions'!$B$10:$H$46,AL$99,FALSE)<>\"\",VLOOKUP(Map_Elec_Mid[[#This Row],[Measure]],'Measure Descriptions'!$B$10:$H$46,AL$99,FALSE),\"\"),\"\")","v":""},{"$f":"IF($B174<>\"\",IF(VLOOKUP(Map_Elec_Mid[[#This Row],[Measure]],'Measure Descriptions'!$B$10:$H$46,AM$99,FALSE)<>\"\",VLOOKUP(Map_Elec_Mid[[#This Row],[Measure]],'Measure Descriptions'!$B$10:$H$46,AM$99,FALSE),\"\"),\"\")","v":""},{"$f":"IF($B174<>\"\",IF(VLOOKUP(Map_Elec_Mid[[#This Row],[Measure]],'Measure Descriptions'!$B$10:$H$46,AN$99,FALSE)<>\"\",VLOOKUP(Map_Elec_Mid[[#This Row],[Measure]],'Measure Descriptions'!$B$10:$H$46,AN$99,FALSE),\"\"),\"\")","v":""},{"$f":"IF($B174<>\"\",IF(VLOOKUP(Map_Elec_Mid[[#This Row],[Measure]],'Measure Descriptions'!$B$10:$H$46,AO$99,FALSE)<>\"\",VLOOKUP(Map_Elec_Mid[[#This Row],[Measure]],'Measure Descriptions'!$B$10:$H$46,AO$99,FALSE),\"\"),\"\")","v":""},{"$f":"IF($B174<>\"\",IF(INDIRECT(\"Measures!\"&AP$99&$B174)<>\"\",INDIRECT(\"Measures!\"&AP$99&$B174),\"\"),\"\")","v":""},null,null,null,null,null,null,null,null,null,null,null,"","",{"$f":"IF($BA174<>\"\",IF(INDIRECT(\"Measures!\"&BD$99&$BA174)<>\"\",INDIRECT(\"Measures!\"&BD$99&$BA174),\"\"),\"\")","v":""},{"$f":"IF($BA174<>\"\",IF(INDIRECT(\"Measures!\"&BE$99&$BA174)<>\"\",INDIRECT(\"Measures!\"&BE$99&$BA174),\"\"),\"\")","v":""},{"$f":"IF($BA174<>\"\",IF(INDIRECT(\"Measures!\"&BF$99&$BA174)<>\"\",INDIRECT(\"Measures!\"&BF$99&$BA174),\"\"),\"\")","v":""},{"$f":"IF($BA174<>\"\",IF(INDIRECT(\"Measures!\"&BG$99&$BA174)<>\"\",INDIRECT(\"Measures!\"&BG$99&$BA174),\"\"),\"\")","v":""},{"$f":"IF($BA174<>\"\",IF(INDIRECT(\"Measures!\"&BH$99&$BA174)<>\"\",INDIRECT(\"Measures!\"&BH$99&$BA174),\"\"),\"\")","v":""},{"$f":"IF($BA174<>\"\",IF(INDIRECT(\"Measures!\"&BI$99&$BA174)<>\"\",INDIRECT(\"Measures!\"&BI$99&$BA174),\"\"),\"\")","v":""},{"$f":"IF($BA174<>\"\",IF(INDIRECT(\"Measures!\"&BJ$99&$BA174)<>\"\",INDIRECT(\"Measures!\"&BJ$99&$BA174),\"\"),\"\")","v":""},{"$f":"IF($BA174<>\"\",IF(INDIRECT(\"Measures!\"&BK$99&$BA174)<>\"\",INDIRECT(\"Measures!\"&BK$99&$BA174),\"\"),\"\")","v":""},{"$f":"IF($BA174<>\"\",IF(INDIRECT(\"Measures!\"&BL$99&$BA174)<>\"\",INDIRECT(\"Measures!\"&BL$99&$BA174),\"\"),\"\")","v":""},{"$f":"IF($BA174<>\"\",IF(INDIRECT(\"Measures!\"&BM$99&$BA174)<>\"\",INDIRECT(\"Measures!\"&BM$99&$BA174),\"\"),\"\")","v":""},{"$f":"IF($BA174<>\"\",IF(INDIRECT(\"Measures!\"&BN$99&$BA174)<>\"\",INDIRECT(\"Measures!\"&BN$99&$BA174),\"\"),\"\")","v":""},{"$f":"IF($BA174<>\"\",IF(INDIRECT(\"Measures!\"&BO$99&$BA174)<>\"\",INDIRECT(\"Measures!\"&BO$99&$BA174),\"\"),\"\")","v":""},{"$f":"IF($BA174<>\"\",IF(INDIRECT(\"Measures!\"&BP$99&$BA174)<>\"\",INDIRECT(\"Measures!\"&BP$99&$BA174),\"\"),\"\")","v":""},{"$f":"IF($BA174<>\"\",IF(INDIRECT(\"Measures!\"&BQ$99&$BA174)<>\"\",INDIRECT(\"Measures!\"&BQ$99&$BA174),\"\"),\"\")","v":""},{"$f":"IF($BA174<>\"\",IF(INDIRECT(\"Measures!\"&BR$99&$BA174)<>\"\",INDIRECT(\"Measures!\"&BR$99&$BA174),\"\"),\"\")","v":""},{"$f":"IF($BA174<>\"\",IF(INDIRECT(\"Measures!\"&BS$99&$BA174)<>\"\",INDIRECT(\"Measures!\"&BS$99&$BA174),\"\"),\"\")","v":""},{"$f":"IF($BA174<>\"\",IF(INDIRECT(\"Measures!\"&BT$99&$BA174)<>\"\",INDIRECT(\"Measures!\"&BT$99&$BA174),\"\"),\"\")","v":""},{"$f":"IF($BA174<>\"\",IF(INDIRECT(\"Measures!\"&BU$99&$BA174)<>\"\",INDIRECT(\"Measures!\"&BU$99&$BA174),\"\"),\"\")","v":""},{"$f":"IF($BA174<>\"\",IF(INDIRECT(\"Measures!\"&BV$99&$BA174)<>\"\",INDIRECT(\"Measures!\"&BV$99&$BA174),\"\"),\"\")","v":""},{"$f":"IF($BA174<>\"\",IF(INDIRECT(\"Measures!\"&BW$99&$BA174)<>\"\",INDIRECT(\"Measures!\"&BW$99&$BA174),\"\"),\"\")","v":""},{"$f":"IF($BA174<>\"\",IF(INDIRECT(\"Measures!\"&BX$99&$BA174)<>\"\",INDIRECT(\"Measures!\"&BX$99&$BA174),\"\"),\"\")","v":""},{"$f":"IF($BA174<>\"\",IF(INDIRECT(\"Measures!\"&BY$99&$BA174)<>\"\",INDIRECT(\"Measures!\"&BY$99&$BA174),\"\"),\"\")","v":""},{"$f":"IF($BA174<>\"\",IF(INDIRECT(\"Measures!\"&BZ$99&$BA174)<>\"\",INDIRECT(\"Measures!\"&BZ$99&$BA174),\"\"),\"\")","v":""},{"$f":"IF($BA174<>\"\",IF(INDIRECT(\"Measures!\"&CA$99&$BA174)<>\"\",INDIRECT(\"Measures!\"&CA$99&$BA174),\"\"),\"\")","v":""},{"$f":"IF($BA174<>\"\",IF(INDIRECT(\"Measures!\"&CB$99&$BA174)<>\"\",INDIRECT(\"Measures!\"&CB$99&$BA174),\"\"),\"\")","v":""},{"$f":"IF($BA174<>\"\",IF(INDIRECT(\"Measures!\"&CC$99&$BA174)<>\"\",INDIRECT(\"Measures!\"&CC$99&$BA174),\"\"),\"\")","v":""},{"$f":"IF($BA174<>\"\",IF(INDIRECT(\"Measures!\"&CD$99&$BA174)<>\"\",INDIRECT(\"Measures!\"&CD$99&$BA174),\"\"),\"\")","v":""},{"$f":"IF($BA174<>\"\",IF(INDIRECT(\"Measures!\"&CE$99&$BA174)<>\"\",INDIRECT(\"Measures!\"&CE$99&$BA174),\"\"),\"\")","v":""},{"$f":"IF($BA174<>\"\",IF(INDIRECT(\"Measures!\"&CF$99&$BA174)<>\"\",INDIRECT(\"Measures!\"&CF$99&$BA174),\"\"),\"\")","v":""},{"$f":"IF($BA174<>\"\",IF(INDIRECT(\"Measures!\"&CG$99&$BA174)<>\"\",INDIRECT(\"Measures!\"&CG$99&$BA174),\"\"),\"\")","v":""},{"$f":"INDEX('Measure Descriptions'!$A$10:$A$46,MATCH(Map_Gas_Mid[[#This Row],[Measure]],'Measure Descriptions'!$B$10:$B$46,0))","v":""},{"$f":"IF($BA174<>\"\",IF(VLOOKUP(Map_Gas_Mid[[#This Row],[Measure]],'Measure Descriptions'!$B$10:$H$46,CI$99,FALSE)<>\"\",VLOOKUP(Map_Gas_Mid[[#This Row],[Measure]],'Measure Descriptions'!$B$10:$H$46,CI$99,FALSE),\"\"),\"\")","v":""},{"$f":"IF($BA174<>\"\",IF(VLOOKUP(Map_Gas_Mid[[#This Row],[Measure]],'Measure Descriptions'!$B$10:$H$46,CJ$99,FALSE)<>\"\",VLOOKUP(Map_Gas_Mid[[#This Row],[Measure]],'Measure Descriptions'!$B$10:$H$46,CJ$99,FALSE),\"\"),\"\")","v":""},{"$f":"IF($BA174<>\"\",IF(VLOOKUP(Map_Gas_Mid[[#This Row],[Measure]],'Measure Descriptions'!$B$10:$H$46,CK$99,FALSE)<>\"\",VLOOKUP(Map_Gas_Mid[[#This Row],[Measure]],'Measure Descriptions'!$B$10:$H$46,CK$99,FALSE),\"\"),\"\")","v":""},{"$f":"IF($BA174<>\"\",IF(VLOOKUP(Map_Gas_Mid[[#This Row],[Measure]],'Measure Descriptions'!$B$10:$H$46,CL$99,FALSE)<>\"\",VLOOKUP(Map_Gas_Mid[[#This Row],[Measure]],'Measure Descriptions'!$B$10:$H$46,CL$99,FALSE),\"\"),\"\")","v":""},{"$f":"IF($BA174<>\"\",IF(VLOOKUP(Map_Gas_Mid[[#This Row],[Measure]],'Measure Descriptions'!$B$10:$H$46,CM$99,FALSE)<>\"\",VLOOKUP(Map_Gas_Mid[[#This Row],[Measure]],'Measure Descriptions'!$B$10:$H$46,CM$99,FALSE),\"\"),\"\")","v":""},{"$f":"IF($BA174<>\"\",IF(VLOOKUP(Map_Gas_Mid[[#This Row],[Measure]],'Measure Descriptions'!$B$10:$H$46,CN$99,FALSE)<>\"\",VLOOKUP(Map_Gas_Mid[[#This Row],[Measure]],'Measure Descriptions'!$B$10:$H$46,CN$99,FALSE),\"\"),\"\")","v":""},{"$f":"IF($BA174<>\"\",IF(INDIRECT(\"Measures!\"&CO$99&$BA174)<>\"\",INDIRECT(\"Measures!\"&CO$99&$BA174),\"\"),\"\")","v":""}]
[null,null,"","",{"$f":"IF($B175<>\"\",IF(INDIRECT(\"Measures!\"&E$99&$B175)<>\"\",INDIRECT(\"Measures!\"&E$99&$B175),\"\"),\"\")","v":""},{"$f":"IF($B175<>\"\",IF(INDIRECT(\"Measures!\"&F$99&$B175)<>\"\",INDIRECT(\"Measures!\"&F$99&$B175),\"\"),\"\")","v":""},{"$f":"IF($B175<>\"\",IF(INDIRECT(\"Measures!\"&G$99&$B175)<>\"\",INDIRECT(\"Measures!\"&G$99&$B175),\"\"),\"\")","v":""},{"$f":"IF($B175<>\"\",IF(INDIRECT(\"Measures!\"&H$99&$B175)<>\"\",INDIRECT(\"Measures!\"&H$99&$B175),\"\"),\"\")","v":""},{"$f":"IF($B175<>\"\",IF(INDIRECT(\"Measures!\"&I$99&$B175)<>\"\",INDIRECT(\"Measures!\"&I$99&$B175),\"\"),\"\")","v":""},{"$f":"IF($B175<>\"\",IF(INDIRECT(\"Measures!\"&J$99&$B175)<>\"\",INDIRECT(\"Measures!\"&J$99&$B175),\"\"),\"\")","v":""},{"$f":"IF($B175<>\"\",IF(INDIRECT(\"Measures!\"&K$99&$B175)<>\"\",INDIRECT(\"Measures!\"&K$99&$B175),\"\"),\"\")","v":""},{"$f":"IF($B175<>\"\",IF(INDIRECT(\"Measures!\"&L$99&$B175)<>\"\",INDIRECT(\"Measures!\"&L$99&$B175),\"\"),\"\")","v":""},{"$f":"IF($B175<>\"\",IF(INDIRECT(\"Measures!\"&M$99&$B175)<>\"\",INDIRECT(\"Measures!\"&M$99&$B175),\"\"),\"\")","v":""},{"$f":"IF($B175<>\"\",IF(INDIRECT(\"Measures!\"&N$99&$B175)<>\"\",INDIRECT(\"Measures!\"&N$99&$B175),\"\"),\"\")","v":""},{"$f":"IF($B175<>\"\",IF(INDIRECT(\"Measures!\"&O$99&$B175)<>\"\",INDIRECT(\"Measures!\"&O$99&$B175),\"\"),\"\")","v":""},{"$f":"IF($B175<>\"\",IF(INDIRECT(\"Measures!\"&P$99&$B175)<>\"\",INDIRECT(\"Measures!\"&P$99&$B175),\"\"),\"\")","v":""},{"$f":"IF($B175<>\"\",IF(INDIRECT(\"Measures!\"&Q$99&$B175)<>\"\",INDIRECT(\"Measures!\"&Q$99&$B175),\"\"),\"\")","v":""},{"$f":"IF($B175<>\"\",IF(INDIRECT(\"Measures!\"&R$99&$B175)<>\"\",INDIRECT(\"Measures!\"&R$99&$B175),\"\"),\"\")","v":""},{"$f":"IF($B175<>\"\",IF(INDIRECT(\"Measures!\"&S$99&$B175)<>\"\",INDIRECT(\"Measures!\"&S$99&$B175),\"\"),\"\")","v":""},{"$f":"IF($B175<>\"\",IF(INDIRECT(\"Measures!\"&T$99&$B175)<>\"\",INDIRECT(\"Measures!\"&T$99&$B175),\"\"),\"\")","v":""},{"$f":"IF($B175<>\"\",IF(INDIRECT(\"Measures!\"&U$99&$B175)<>\"\",INDIRECT(\"Measures!\"&U$99&$B175),\"\"),\"\")","v":""},{"$f":"IF($B175<>\"\",IF(INDIRECT(\"Measures!\"&V$99&$B175)<>\"\",INDIRECT(\"Measures!\"&V$99&$B175),\"\"),\"\")","v":""},{"$f":"IF($B175<>\"\",IF(INDIRECT(\"Measures!\"&W$99&$B175)<>\"\",INDIRECT(\"Measures!\"&W$99&$B175),\"\"),\"\")","v":""},{"$f":"IF($B175<>\"\",IF(INDIRECT(\"Measures!\"&X$99&$B175)<>\"\",INDIRECT(\"Measures!\"&X$99&$B175),\"\"),\"\")","v":""},{"$f":"IF($B175<>\"\",IF(INDIRECT(\"Measures!\"&Y$99&$B175)<>\"\",INDIRECT(\"Measures!\"&Y$99&$B175),\"\"),\"\")","v":""},{"$f":"IF($B175<>\"\",IF(INDIRECT(\"Measures!\"&Z$99&$B175)<>\"\",INDIRECT(\"Measures!\"&Z$99&$B175),\"\"),\"\")","v":""},{"$f":"IF($B175<>\"\",IF(INDIRECT(\"Measures!\"&AA$99&$B175)<>\"\",INDIRECT(\"Measures!\"&AA$99&$B175),\"\"),\"\")","v":""},{"$f":"IF($B175<>\"\",IF(INDIRECT(\"Measures!\"&AB$99&$B175)<>\"\",INDIRECT(\"Measures!\"&AB$99&$B175),\"\"),\"\")","v":""},{"$f":"IF($B175<>\"\",IF(INDIRECT(\"Measures!\"&AC$99&$B175)<>\"\",INDIRECT(\"Measures!\"&AC$99&$B175),\"\"),\"\")","v":""},{"$f":"IF($B175<>\"\",IF(INDIRECT(\"Measures!\"&AD$99&$B175)<>\"\",INDIRECT(\"Measures!\"&AD$99&$B175),\"\"),\"\")","v":""},{"$f":"IF($B175<>\"\",IF(INDIRECT(\"Measures!\"&AE$99&$B175)<>\"\",INDIRECT(\"Measures!\"&AE$99&$B175),\"\"),\"\")","v":""},{"$f":"IF($B175<>\"\",IF(INDIRECT(\"Measures!\"&AF$99&$B175)<>\"\",INDIRECT(\"Measures!\"&AF$99&$B175),\"\"),\"\")","v":""},{"$f":"IF($B175<>\"\",IF(INDIRECT(\"Measures!\"&AG$99&$B175)<>\"\",INDIRECT(\"Measures!\"&AG$99&$B175),\"\"),\"\")","v":""},{"$f":"IF($B175<>\"\",IF(INDIRECT(\"Measures!\"&AH$99&$B175)<>\"\",INDIRECT(\"Measures!\"&AH$99&$B175),\"\"),\"\")","v":""},{"$f":"INDEX('Measure Descriptions'!$A$10:$A$46,MATCH(Map_Elec_Mid[[#This Row],[Measure]],'Measure Descriptions'!$B$10:$B$46,0))","v":""},{"$f":"IF($B175<>\"\",IF(VLOOKUP(Map_Elec_Mid[[#This Row],[Measure]],'Measure Descriptions'!$B$10:$H$46,AJ$99,FALSE)<>\"\",VLOOKUP(Map_Elec_Mid[[#This Row],[Measure]],'Measure Descriptions'!$B$10:$H$46,AJ$99,FALSE),\"\"),\"\")","v":""},{"$f":"IF($B175<>\"\",IF(VLOOKUP(Map_Elec_Mid[[#This Row],[Measure]],'Measure Descriptions'!$B$10:$H$46,AK$99,FALSE)<>\"\",VLOOKUP(Map_Elec_Mid[[#This Row],[Measure]],'Measure Descriptions'!$B$10:$H$46,AK$99,FALSE),\"\"),\"\")","v":""},{"$f":"IF($B175<>\"\",IF(VLOOKUP(Map_Elec_Mid[[#This Row],[Measure]],'Measure Descriptions'!$B$10:$H$46,AL$99,FALSE)<>\"\",VLOOKUP(Map_Elec_Mid[[#This Row],[Measure]],'Measure Descriptions'!$B$10:$H$46,AL$99,FALSE),\"\"),\"\")","v":""},{"$f":"IF($B175<>\"\",IF(VLOOKUP(Map_Elec_Mid[[#This Row],[Measure]],'Measure Descriptions'!$B$10:$H$46,AM$99,FALSE)<>\"\",VLOOKUP(Map_Elec_Mid[[#This Row],[Measure]],'Measure Descriptions'!$B$10:$H$46,AM$99,FALSE),\"\"),\"\")","v":""},{"$f":"IF($B175<>\"\",IF(VLOOKUP(Map_Elec_Mid[[#This Row],[Measure]],'Measure Descriptions'!$B$10:$H$46,AN$99,FALSE)<>\"\",VLOOKUP(Map_Elec_Mid[[#This Row],[Measure]],'Measure Descriptions'!$B$10:$H$46,AN$99,FALSE),\"\"),\"\")","v":""},{"$f":"IF($B175<>\"\",IF(VLOOKUP(Map_Elec_Mid[[#This Row],[Measure]],'Measure Descriptions'!$B$10:$H$46,AO$99,FALSE)<>\"\",VLOOKUP(Map_Elec_Mid[[#This Row],[Measure]],'Measure Descriptions'!$B$10:$H$46,AO$99,FALSE),\"\"),\"\")","v":""},{"$f":"IF($B175<>\"\",IF(INDIRECT(\"Measures!\"&AP$99&$B175)<>\"\",INDIRECT(\"Measures!\"&AP$99&$B175),\"\"),\"\")","v":""},null,null,null,null,null,null,null,null,null,null,null,"","",{"$f":"IF($BA175<>\"\",IF(INDIRECT(\"Measures!\"&BD$99&$BA175)<>\"\",INDIRECT(\"Measures!\"&BD$99&$BA175),\"\"),\"\")","v":""},{"$f":"IF($BA175<>\"\",IF(INDIRECT(\"Measures!\"&BE$99&$BA175)<>\"\",INDIRECT(\"Measures!\"&BE$99&$BA175),\"\"),\"\")","v":""},{"$f":"IF($BA175<>\"\",IF(INDIRECT(\"Measures!\"&BF$99&$BA175)<>\"\",INDIRECT(\"Measures!\"&BF$99&$BA175),\"\"),\"\")","v":""},{"$f":"IF($BA175<>\"\",IF(INDIRECT(\"Measures!\"&BG$99&$BA175)<>\"\",INDIRECT(\"Measures!\"&BG$99&$BA175),\"\"),\"\")","v":""},{"$f":"IF($BA175<>\"\",IF(INDIRECT(\"Measures!\"&BH$99&$BA175)<>\"\",INDIRECT(\"Measures!\"&BH$99&$BA175),\"\"),\"\")","v":""},{"$f":"IF($BA175<>\"\",IF(INDIRECT(\"Measures!\"&BI$99&$BA175)<>\"\",INDIRECT(\"Measures!\"&BI$99&$BA175),\"\"),\"\")","v":""},{"$f":"IF($BA175<>\"\",IF(INDIRECT(\"Measures!\"&BJ$99&$BA175)<>\"\",INDIRECT(\"Measures!\"&BJ$99&$BA175),\"\"),\"\")","v":""},{"$f":"IF($BA175<>\"\",IF(INDIRECT(\"Measures!\"&BK$99&$BA175)<>\"\",INDIRECT(\"Measures!\"&BK$99&$BA175),\"\"),\"\")","v":""},{"$f":"IF($BA175<>\"\",IF(INDIRECT(\"Measures!\"&BL$99&$BA175)<>\"\",INDIRECT(\"Measures!\"&BL$99&$BA175),\"\"),\"\")","v":""},{"$f":"IF($BA175<>\"\",IF(INDIRECT(\"Measures!\"&BM$99&$BA175)<>\"\",INDIRECT(\"Measures!\"&BM$99&$BA175),\"\"),\"\")","v":""},{"$f":"IF($BA175<>\"\",IF(INDIRECT(\"Measures!\"&BN$99&$BA175)<>\"\",INDIRECT(\"Measures!\"&BN$99&$BA175),\"\"),\"\")","v":""},{"$f":"IF($BA175<>\"\",IF(INDIRECT(\"Measures!\"&BO$99&$BA175)<>\"\",INDIRECT(\"Measures!\"&BO$99&$BA175),\"\"),\"\")","v":""},{"$f":"IF($BA175<>\"\",IF(INDIRECT(\"Measures!\"&BP$99&$BA175)<>\"\",INDIRECT(\"Measures!\"&BP$99&$BA175),\"\"),\"\")","v":""},{"$f":"IF($BA175<>\"\",IF(INDIRECT(\"Measures!\"&BQ$99&$BA175)<>\"\",INDIRECT(\"Measures!\"&BQ$99&$BA175),\"\"),\"\")","v":""},{"$f":"IF($BA175<>\"\",IF(INDIRECT(\"Measures!\"&BR$99&$BA175)<>\"\",INDIRECT(\"Measures!\"&BR$99&$BA175),\"\"),\"\")","v":""},{"$f":"IF($BA175<>\"\",IF(INDIRECT(\"Measures!\"&BS$99&$BA175)<>\"\",INDIRECT(\"Measures!\"&BS$99&$BA175),\"\"),\"\")","v":""},{"$f":"IF($BA175<>\"\",IF(INDIRECT(\"Measures!\"&BT$99&$BA175)<>\"\",INDIRECT(\"Measures!\"&BT$99&$BA175),\"\"),\"\")","v":""},{"$f":"IF($BA175<>\"\",IF(INDIRECT(\"Measures!\"&BU$99&$BA175)<>\"\",INDIRECT(\"Measures!\"&BU$99&$BA175),\"\"),\"\")","v":""},{"$f":"IF($BA175<>\"\",IF(INDIRECT(\"Measures!\"&BV$99&$BA175)<>\"\",INDIRECT(\"Measures!\"&BV$99&$BA175),\"\"),\"\")","v":""},{"$f":"IF($BA175<>\"\",IF(INDIRECT(\"Measures!\"&BW$99&$BA175)<>\"\",INDIRECT(\"Measures!\"&BW$99&$BA175),\"\"),\"\")","v":""},{"$f":"IF($BA175<>\"\",IF(INDIRECT(\"Measures!\"&BX$99&$BA175)<>\"\",INDIRECT(\"Measures!\"&BX$99&$BA175),\"\"),\"\")","v":""},{"$f":"IF($BA175<>\"\",IF(INDIRECT(\"Measures!\"&BY$99&$BA175)<>\"\",INDIRECT(\"Measures!\"&BY$99&$BA175),\"\"),\"\")","v":""},{"$f":"IF($BA175<>\"\",IF(INDIRECT(\"Measures!\"&BZ$99&$BA175)<>\"\",INDIRECT(\"Measures!\"&BZ$99&$BA175),\"\"),\"\")","v":""},{"$f":"IF($BA175<>\"\",IF(INDIRECT(\"Measures!\"&CA$99&$BA175)<>\"\",INDIRECT(\"Measures!\"&CA$99&$BA175),\"\"),\"\")","v":""},{"$f":"IF($BA175<>\"\",IF(INDIRECT(\"Measures!\"&CB$99&$BA175)<>\"\",INDIRECT(\"Measures!\"&CB$99&$BA175),\"\"),\"\")","v":""},{"$f":"IF($BA175<>\"\",IF(INDIRECT(\"Measures!\"&CC$99&$BA175)<>\"\",INDIRECT(\"Measures!\"&CC$99&$BA175),\"\"),\"\")","v":""},{"$f":"IF($BA175<>\"\",IF(INDIRECT(\"Measures!\"&CD$99&$BA175)<>\"\",INDIRECT(\"Measures!\"&CD$99&$BA175),\"\"),\"\")","v":""},{"$f":"IF($BA175<>\"\",IF(INDIRECT(\"Measures!\"&CE$99&$BA175)<>\"\",INDIRECT(\"Measures!\"&CE$99&$BA175),\"\"),\"\")","v":""},{"$f":"IF($BA175<>\"\",IF(INDIRECT(\"Measures!\"&CF$99&$BA175)<>\"\",INDIRECT(\"Measures!\"&CF$99&$BA175),\"\"),\"\")","v":""},{"$f":"IF($BA175<>\"\",IF(INDIRECT(\"Measures!\"&CG$99&$BA175)<>\"\",INDIRECT(\"Measures!\"&CG$99&$BA175),\"\"),\"\")","v":""},{"$f":"INDEX('Measure Descriptions'!$A$10:$A$46,MATCH(Map_Gas_Mid[[#This Row],[Measure]],'Measure Descriptions'!$B$10:$B$46,0))","v":""},{"$f":"IF($BA175<>\"\",IF(VLOOKUP(Map_Gas_Mid[[#This Row],[Measure]],'Measure Descriptions'!$B$10:$H$46,CI$99,FALSE)<>\"\",VLOOKUP(Map_Gas_Mid[[#This Row],[Measure]],'Measure Descriptions'!$B$10:$H$46,CI$99,FALSE),\"\"),\"\")","v":""},{"$f":"IF($BA175<>\"\",IF(VLOOKUP(Map_Gas_Mid[[#This Row],[Measure]],'Measure Descriptions'!$B$10:$H$46,CJ$99,FALSE)<>\"\",VLOOKUP(Map_Gas_Mid[[#This Row],[Measure]],'Measure Descriptions'!$B$10:$H$46,CJ$99,FALSE),\"\"),\"\")","v":""},{"$f":"IF($BA175<>\"\",IF(VLOOKUP(Map_Gas_Mid[[#This Row],[Measure]],'Measure Descriptions'!$B$10:$H$46,CK$99,FALSE)<>\"\",VLOOKUP(Map_Gas_Mid[[#This Row],[Measure]],'Measure Descriptions'!$B$10:$H$46,CK$99,FALSE),\"\"),\"\")","v":""},{"$f":"IF($BA175<>\"\",IF(VLOOKUP(Map_Gas_Mid[[#This Row],[Measure]],'Measure Descriptions'!$B$10:$H$46,CL$99,FALSE)<>\"\",VLOOKUP(Map_Gas_Mid[[#This Row],[Measure]],'Measure Descriptions'!$B$10:$H$46,CL$99,FALSE),\"\"),\"\")","v":""},{"$f":"IF($BA175<>\"\",IF(VLOOKUP(Map_Gas_Mid[[#This Row],[Measure]],'Measure Descriptions'!$B$10:$H$46,CM$99,FALSE)<>\"\",VLOOKUP(Map_Gas_Mid[[#This Row],[Measure]],'Measure Descriptions'!$B$10:$H$46,CM$99,FALSE),\"\"),\"\")","v":""},{"$f":"IF($BA175<>\"\",IF(VLOOKUP(Map_Gas_Mid[[#This Row],[Measure]],'Measure Descriptions'!$B$10:$H$46,CN$99,FALSE)<>\"\",VLOOKUP(Map_Gas_Mid[[#This Row],[Measure]],'Measure Descriptions'!$B$10:$H$46,CN$99,FALSE),\"\"),\"\")","v":""},{"$f":"IF($BA175<>\"\",IF(INDIRECT(\"Measures!\"&CO$99&$BA175)<>\"\",INDIRECT(\"Measures!\"&CO$99&$BA175),\"\"),\"\")","v":""}]
[null,null,"","",{"$f":"IF($B176<>\"\",IF(INDIRECT(\"Measures!\"&E$99&$B176)<>\"\",INDIRECT(\"Measures!\"&E$99&$B176),\"\"),\"\")","v":""},{"$f":"IF($B176<>\"\",IF(INDIRECT(\"Measures!\"&F$99&$B176)<>\"\",INDIRECT(\"Measures!\"&F$99&$B176),\"\"),\"\")","v":""},{"$f":"IF($B176<>\"\",IF(INDIRECT(\"Measures!\"&G$99&$B176)<>\"\",INDIRECT(\"Measures!\"&G$99&$B176),\"\"),\"\")","v":""},{"$f":"IF($B176<>\"\",IF(INDIRECT(\"Measures!\"&H$99&$B176)<>\"\",INDIRECT(\"Measures!\"&H$99&$B176),\"\"),\"\")","v":""},{"$f":"IF($B176<>\"\",IF(INDIRECT(\"Measures!\"&I$99&$B176)<>\"\",INDIRECT(\"Measures!\"&I$99&$B176),\"\"),\"\")","v":""},{"$f":"IF($B176<>\"\",IF(INDIRECT(\"Measures!\"&J$99&$B176)<>\"\",INDIRECT(\"Measures!\"&J$99&$B176),\"\"),\"\")","v":""},{"$f":"IF($B176<>\"\",IF(INDIRECT(\"Measures!\"&K$99&$B176)<>\"\",INDIRECT(\"Measures!\"&K$99&$B176),\"\"),\"\")","v":""},{"$f":"IF($B176<>\"\",IF(INDIRECT(\"Measures!\"&L$99&$B176)<>\"\",INDIRECT(\"Measures!\"&L$99&$B176),\"\"),\"\")","v":""},{"$f":"IF($B176<>\"\",IF(INDIRECT(\"Measures!\"&M$99&$B176)<>\"\",INDIRECT(\"Measures!\"&M$99&$B176),\"\"),\"\")","v":""},{"$f":"IF($B176<>\"\",IF(INDIRECT(\"Measures!\"&N$99&$B176)<>\"\",INDIRECT(\"Measures!\"&N$99&$B176),\"\"),\"\")","v":""},{"$f":"IF($B176<>\"\",IF(INDIRECT(\"Measures!\"&O$99&$B176)<>\"\",INDIRECT(\"Measures!\"&O$99&$B176),\"\"),\"\")","v":""},{"$f":"IF($B176<>\"\",IF(INDIRECT(\"Measures!\"&P$99&$B176)<>\"\",INDIRECT(\"Measures!\"&P$99&$B176),\"\"),\"\")","v":""},{"$f":"IF($B176<>\"\",IF(INDIRECT(\"Measures!\"&Q$99&$B176)<>\"\",INDIRECT(\"Measures!\"&Q$99&$B176),\"\"),\"\")","v":""},{"$f":"IF($B176<>\"\",IF(INDIRECT(\"Measures!\"&R$99&$B176)<>\"\",INDIRECT(\"Measures!\"&R$99&$B176),\"\"),\"\")","v":""},{"$f":"IF($B176<>\"\",IF(INDIRECT(\"Measures!\"&S$99&$B176)<>\"\",INDIRECT(\"Measures!\"&S$99&$B176),\"\"),\"\")","v":""},{"$f":"IF($B176<>\"\",IF(INDIRECT(\"Measures!\"&T$99&$B176)<>\"\",INDIRECT(\"Measures!\"&T$99&$B176),\"\"),\"\")","v":""},{"$f":"IF($B176<>\"\",IF(INDIRECT(\"Measures!\"&U$99&$B176)<>\"\",INDIRECT(\"Measures!\"&U$99&$B176),\"\"),\"\")","v":""},{"$f":"IF($B176<>\"\",IF(INDIRECT(\"Measures!\"&V$99&$B176)<>\"\",INDIRECT(\"Measures!\"&V$99&$B176),\"\"),\"\")","v":""},{"$f":"IF($B176<>\"\",IF(INDIRECT(\"Measures!\"&W$99&$B176)<>\"\",INDIRECT(\"Measures!\"&W$99&$B176),\"\"),\"\")","v":""},{"$f":"IF($B176<>\"\",IF(INDIRECT(\"Measures!\"&X$99&$B176)<>\"\",INDIRECT(\"Measures!\"&X$99&$B176),\"\"),\"\")","v":""},{"$f":"IF($B176<>\"\",IF(INDIRECT(\"Measures!\"&Y$99&$B176)<>\"\",INDIRECT(\"Measures!\"&Y$99&$B176),\"\"),\"\")","v":""},{"$f":"IF($B176<>\"\",IF(INDIRECT(\"Measures!\"&Z$99&$B176)<>\"\",INDIRECT(\"Measures!\"&Z$99&$B176),\"\"),\"\")","v":""},{"$f":"IF($B176<>\"\",IF(INDIRECT(\"Measures!\"&AA$99&$B176)<>\"\",INDIRECT(\"Measures!\"&AA$99&$B176),\"\"),\"\")","v":""},{"$f":"IF($B176<>\"\",IF(INDIRECT(\"Measures!\"&AB$99&$B176)<>\"\",INDIRECT(\"Measures!\"&AB$99&$B176),\"\"),\"\")","v":""},{"$f":"IF($B176<>\"\",IF(INDIRECT(\"Measures!\"&AC$99&$B176)<>\"\",INDIRECT(\"Measures!\"&AC$99&$B176),\"\"),\"\")","v":""},{"$f":"IF($B176<>\"\",IF(INDIRECT(\"Measures!\"&AD$99&$B176)<>\"\",INDIRECT(\"Measures!\"&AD$99&$B176),\"\"),\"\")","v":""},{"$f":"IF($B176<>\"\",IF(INDIRECT(\"Measures!\"&AE$99&$B176)<>\"\",INDIRECT(\"Measures!\"&AE$99&$B176),\"\"),\"\")","v":""},{"$f":"IF($B176<>\"\",IF(INDIRECT(\"Measures!\"&AF$99&$B176)<>\"\",INDIRECT(\"Measures!\"&AF$99&$B176),\"\"),\"\")","v":""},{"$f":"IF($B176<>\"\",IF(INDIRECT(\"Measures!\"&AG$99&$B176)<>\"\",INDIRECT(\"Measures!\"&AG$99&$B176),\"\"),\"\")","v":""},{"$f":"IF($B176<>\"\",IF(INDIRECT(\"Measures!\"&AH$99&$B176)<>\"\",INDIRECT(\"Measures!\"&AH$99&$B176),\"\"),\"\")","v":""},{"$f":"INDEX('Measure Descriptions'!$A$10:$A$46,MATCH(Map_Elec_Mid[[#This Row],[Measure]],'Measure Descriptions'!$B$10:$B$46,0))","v":""},{"$f":"IF($B176<>\"\",IF(VLOOKUP(Map_Elec_Mid[[#This Row],[Measure]],'Measure Descriptions'!$B$10:$H$46,AJ$99,FALSE)<>\"\",VLOOKUP(Map_Elec_Mid[[#This Row],[Measure]],'Measure Descriptions'!$B$10:$H$46,AJ$99,FALSE),\"\"),\"\")","v":""},{"$f":"IF($B176<>\"\",IF(VLOOKUP(Map_Elec_Mid[[#This Row],[Measure]],'Measure Descriptions'!$B$10:$H$46,AK$99,FALSE)<>\"\",VLOOKUP(Map_Elec_Mid[[#This Row],[Measure]],'Measure Descriptions'!$B$10:$H$46,AK$99,FALSE),\"\"),\"\")","v":""},{"$f":"IF($B176<>\"\",IF(VLOOKUP(Map_Elec_Mid[[#This Row],[Measure]],'Measure Descriptions'!$B$10:$H$46,AL$99,FALSE)<>\"\",VLOOKUP(Map_Elec_Mid[[#This Row],[Measure]],'Measure Descriptions'!$B$10:$H$46,AL$99,FALSE),\"\"),\"\")","v":""},{"$f":"IF($B176<>\"\",IF(VLOOKUP(Map_Elec_Mid[[#This Row],[Measure]],'Measure Descriptions'!$B$10:$H$46,AM$99,FALSE)<>\"\",VLOOKUP(Map_Elec_Mid[[#This Row],[Measure]],'Measure Descriptions'!$B$10:$H$46,AM$99,FALSE),\"\"),\"\")","v":""},{"$f":"IF($B176<>\"\",IF(VLOOKUP(Map_Elec_Mid[[#This Row],[Measure]],'Measure Descriptions'!$B$10:$H$46,AN$99,FALSE)<>\"\",VLOOKUP(Map_Elec_Mid[[#This Row],[Measure]],'Measure Descriptions'!$B$10:$H$46,AN$99,FALSE),\"\"),\"\")","v":""},{"$f":"IF($B176<>\"\",IF(VLOOKUP(Map_Elec_Mid[[#This Row],[Measure]],'Measure Descriptions'!$B$10:$H$46,AO$99,FALSE)<>\"\",VLOOKUP(Map_Elec_Mid[[#This Row],[Measure]],'Measure Descriptions'!$B$10:$H$46,AO$99,FALSE),\"\"),\"\")","v":""},{"$f":"IF($B176<>\"\",IF(INDIRECT(\"Measures!\"&AP$99&$B176)<>\"\",INDIRECT(\"Measures!\"&AP$99&$B176),\"\"),\"\")","v":""},null,null,null,null,null,null,null,null,null,null,null,"","",{"$f":"IF($BA176<>\"\",IF(INDIRECT(\"Measures!\"&BD$99&$BA176)<>\"\",INDIRECT(\"Measures!\"&BD$99&$BA176),\"\"),\"\")","v":""},{"$f":"IF($BA176<>\"\",IF(INDIRECT(\"Measures!\"&BE$99&$BA176)<>\"\",INDIRECT(\"Measures!\"&BE$99&$BA176),\"\"),\"\")","v":""},{"$f":"IF($BA176<>\"\",IF(INDIRECT(\"Measures!\"&BF$99&$BA176)<>\"\",INDIRECT(\"Measures!\"&BF$99&$BA176),\"\"),\"\")","v":""},{"$f":"IF($BA176<>\"\",IF(INDIRECT(\"Measures!\"&BG$99&$BA176)<>\"\",INDIRECT(\"Measures!\"&BG$99&$BA176),\"\"),\"\")","v":""},{"$f":"IF($BA176<>\"\",IF(INDIRECT(\"Measures!\"&BH$99&$BA176)<>\"\",INDIRECT(\"Measures!\"&BH$99&$BA176),\"\"),\"\")","v":""},{"$f":"IF($BA176<>\"\",IF(INDIRECT(\"Measures!\"&BI$99&$BA176)<>\"\",INDIRECT(\"Measures!\"&BI$99&$BA176),\"\"),\"\")","v":""},{"$f":"IF($BA176<>\"\",IF(INDIRECT(\"Measures!\"&BJ$99&$BA176)<>\"\",INDIRECT(\"Measures!\"&BJ$99&$BA176),\"\"),\"\")","v":""},{"$f":"IF($BA176<>\"\",IF(INDIRECT(\"Measures!\"&BK$99&$BA176)<>\"\",INDIRECT(\"Measures!\"&BK$99&$BA176),\"\"),\"\")","v":""},{"$f":"IF($BA176<>\"\",IF(INDIRECT(\"Measures!\"&BL$99&$BA176)<>\"\",INDIRECT(\"Measures!\"&BL$99&$BA176),\"\"),\"\")","v":""},{"$f":"IF($BA176<>\"\",IF(INDIRECT(\"Measures!\"&BM$99&$BA176)<>\"\",INDIRECT(\"Measures!\"&BM$99&$BA176),\"\"),\"\")","v":""},{"$f":"IF($BA176<>\"\",IF(INDIRECT(\"Measures!\"&BN$99&$BA176)<>\"\",INDIRECT(\"Measures!\"&BN$99&$BA176),\"\"),\"\")","v":""},{"$f":"IF($BA176<>\"\",IF(INDIRECT(\"Measures!\"&BO$99&$BA176)<>\"\",INDIRECT(\"Measures!\"&BO$99&$BA176),\"\"),\"\")","v":""},{"$f":"IF($BA176<>\"\",IF(INDIRECT(\"Measures!\"&BP$99&$BA176)<>\"\",INDIRECT(\"Measures!\"&BP$99&$BA176),\"\"),\"\")","v":""},{"$f":"IF($BA176<>\"\",IF(INDIRECT(\"Measures!\"&BQ$99&$BA176)<>\"\",INDIRECT(\"Measures!\"&BQ$99&$BA176),\"\"),\"\")","v":""},{"$f":"IF($BA176<>\"\",IF(INDIRECT(\"Measures!\"&BR$99&$BA176)<>\"\",INDIRECT(\"Measures!\"&BR$99&$BA176),\"\"),\"\")","v":""},{"$f":"IF($BA176<>\"\",IF(INDIRECT(\"Measures!\"&BS$99&$BA176)<>\"\",INDIRECT(\"Measures!\"&BS$99&$BA176),\"\"),\"\")","v":""},{"$f":"IF($BA176<>\"\",IF(INDIRECT(\"Measures!\"&BT$99&$BA176)<>\"\",INDIRECT(\"Measures!\"&BT$99&$BA176),\"\"),\"\")","v":""},{"$f":"IF($BA176<>\"\",IF(INDIRECT(\"Measures!\"&BU$99&$BA176)<>\"\",INDIRECT(\"Measures!\"&BU$99&$BA176),\"\"),\"\")","v":""},{"$f":"IF($BA176<>\"\",IF(INDIRECT(\"Measures!\"&BV$99&$BA176)<>\"\",INDIRECT(\"Measures!\"&BV$99&$BA176),\"\"),\"\")","v":""},{"$f":"IF($BA176<>\"\",IF(INDIRECT(\"Measures!\"&BW$99&$BA176)<>\"\",INDIRECT(\"Measures!\"&BW$99&$BA176),\"\"),\"\")","v":""},{"$f":"IF($BA176<>\"\",IF(INDIRECT(\"Measures!\"&BX$99&$BA176)<>\"\",INDIRECT(\"Measures!\"&BX$99&$BA176),\"\"),\"\")","v":""},{"$f":"IF($BA176<>\"\",IF(INDIRECT(\"Measures!\"&BY$99&$BA176)<>\"\",INDIRECT(\"Measures!\"&BY$99&$BA176),\"\"),\"\")","v":""},{"$f":"IF($BA176<>\"\",IF(INDIRECT(\"Measures!\"&BZ$99&$BA176)<>\"\",INDIRECT(\"Measures!\"&BZ$99&$BA176),\"\"),\"\")","v":""},{"$f":"IF($BA176<>\"\",IF(INDIRECT(\"Measures!\"&CA$99&$BA176)<>\"\",INDIRECT(\"Measures!\"&CA$99&$BA176),\"\"),\"\")","v":""},{"$f":"IF($BA176<>\"\",IF(INDIRECT(\"Measures!\"&CB$99&$BA176)<>\"\",INDIRECT(\"Measures!\"&CB$99&$BA176),\"\"),\"\")","v":""},{"$f":"IF($BA176<>\"\",IF(INDIRECT(\"Measures!\"&CC$99&$BA176)<>\"\",INDIRECT(\"Measures!\"&CC$99&$BA176),\"\"),\"\")","v":""},{"$f":"IF($BA176<>\"\",IF(INDIRECT(\"Measures!\"&CD$99&$BA176)<>\"\",INDIRECT(\"Measures!\"&CD$99&$BA176),\"\"),\"\")","v":""},{"$f":"IF($BA176<>\"\",IF(INDIRECT(\"Measures!\"&CE$99&$BA176)<>\"\",INDIRECT(\"Measures!\"&CE$99&$BA176),\"\"),\"\")","v":""},{"$f":"IF($BA176<>\"\",IF(INDIRECT(\"Measures!\"&CF$99&$BA176)<>\"\",INDIRECT(\"Measures!\"&CF$99&$BA176),\"\"),\"\")","v":""},{"$f":"IF($BA176<>\"\",IF(INDIRECT(\"Measures!\"&CG$99&$BA176)<>\"\",INDIRECT(\"Measures!\"&CG$99&$BA176),\"\"),\"\")","v":""},{"$f":"INDEX('Measure Descriptions'!$A$10:$A$46,MATCH(Map_Gas_Mid[[#This Row],[Measure]],'Measure Descriptions'!$B$10:$B$46,0))","v":""},{"$f":"IF($BA176<>\"\",IF(VLOOKUP(Map_Gas_Mid[[#This Row],[Measure]],'Measure Descriptions'!$B$10:$H$46,CI$99,FALSE)<>\"\",VLOOKUP(Map_Gas_Mid[[#This Row],[Measure]],'Measure Descriptions'!$B$10:$H$46,CI$99,FALSE),\"\"),\"\")","v":""},{"$f":"IF($BA176<>\"\",IF(VLOOKUP(Map_Gas_Mid[[#This Row],[Measure]],'Measure Descriptions'!$B$10:$H$46,CJ$99,FALSE)<>\"\",VLOOKUP(Map_Gas_Mid[[#This Row],[Measure]],'Measure Descriptions'!$B$10:$H$46,CJ$99,FALSE),\"\"),\"\")","v":""},{"$f":"IF($BA176<>\"\",IF(VLOOKUP(Map_Gas_Mid[[#This Row],[Measure]],'Measure Descriptions'!$B$10:$H$46,CK$99,FALSE)<>\"\",VLOOKUP(Map_Gas_Mid[[#This Row],[Measure]],'Measure Descriptions'!$B$10:$H$46,CK$99,FALSE),\"\"),\"\")","v":""},{"$f":"IF($BA176<>\"\",IF(VLOOKUP(Map_Gas_Mid[[#This Row],[Measure]],'Measure Descriptions'!$B$10:$H$46,CL$99,FALSE)<>\"\",VLOOKUP(Map_Gas_Mid[[#This Row],[Measure]],'Measure Descriptions'!$B$10:$H$46,CL$99,FALSE),\"\"),\"\")","v":""},{"$f":"IF($BA176<>\"\",IF(VLOOKUP(Map_Gas_Mid[[#This Row],[Measure]],'Measure Descriptions'!$B$10:$H$46,CM$99,FALSE)<>\"\",VLOOKUP(Map_Gas_Mid[[#This Row],[Measure]],'Measure Descriptions'!$B$10:$H$46,CM$99,FALSE),\"\"),\"\")","v":""},{"$f":"IF($BA176<>\"\",IF(VLOOKUP(Map_Gas_Mid[[#This Row],[Measure]],'Measure Descriptions'!$B$10:$H$46,CN$99,FALSE)<>\"\",VLOOKUP(Map_Gas_Mid[[#This Row],[Measure]],'Measure Descriptions'!$B$10:$H$46,CN$99,FALSE),\"\"),\"\")","v":""},{"$f":"IF($BA176<>\"\",IF(INDIRECT(\"Measures!\"&CO$99&$BA176)<>\"\",INDIRECT(\"Measures!\"&CO$99&$BA176),\"\"),\"\")","v":""}]
[null,null,"","",{"$f":"IF($B177<>\"\",IF(INDIRECT(\"Measures!\"&E$99&$B177)<>\"\",INDIRECT(\"Measures!\"&E$99&$B177),\"\"),\"\")","v":""},{"$f":"IF($B177<>\"\",IF(INDIRECT(\"Measures!\"&F$99&$B177)<>\"\",INDIRECT(\"Measures!\"&F$99&$B177),\"\"),\"\")","v":""},{"$f":"IF($B177<>\"\",IF(INDIRECT(\"Measures!\"&G$99&$B177)<>\"\",INDIRECT(\"Measures!\"&G$99&$B177),\"\"),\"\")","v":""},{"$f":"IF($B177<>\"\",IF(INDIRECT(\"Measures!\"&H$99&$B177)<>\"\",INDIRECT(\"Measures!\"&H$99&$B177),\"\"),\"\")","v":""},{"$f":"IF($B177<>\"\",IF(INDIRECT(\"Measures!\"&I$99&$B177)<>\"\",INDIRECT(\"Measures!\"&I$99&$B177),\"\"),\"\")","v":""},{"$f":"IF($B177<>\"\",IF(INDIRECT(\"Measures!\"&J$99&$B177)<>\"\",INDIRECT(\"Measures!\"&J$99&$B177),\"\"),\"\")","v":""},{"$f":"IF($B177<>\"\",IF(INDIRECT(\"Measures!\"&K$99&$B177)<>\"\",INDIRECT(\"Measures!\"&K$99&$B177),\"\"),\"\")","v":""},{"$f":"IF($B177<>\"\",IF(INDIRECT(\"Measures!\"&L$99&$B177)<>\"\",INDIRECT(\"Measures!\"&L$99&$B177),\"\"),\"\")","v":""},{"$f":"IF($B177<>\"\",IF(INDIRECT(\"Measures!\"&M$99&$B177)<>\"\",INDIRECT(\"Measures!\"&M$99&$B177),\"\"),\"\")","v":""},{"$f":"IF($B177<>\"\",IF(INDIRECT(\"Measures!\"&N$99&$B177)<>\"\",INDIRECT(\"Measures!\"&N$99&$B177),\"\"),\"\")","v":""},{"$f":"IF($B177<>\"\",IF(INDIRECT(\"Measures!\"&O$99&$B177)<>\"\",INDIRECT(\"Measures!\"&O$99&$B177),\"\"),\"\")","v":""},{"$f":"IF($B177<>\"\",IF(INDIRECT(\"Measures!\"&P$99&$B177)<>\"\",INDIRECT(\"Measures!\"&P$99&$B177),\"\"),\"\")","v":""},{"$f":"IF($B177<>\"\",IF(INDIRECT(\"Measures!\"&Q$99&$B177)<>\"\",INDIRECT(\"Measures!\"&Q$99&$B177),\"\"),\"\")","v":""},{"$f":"IF($B177<>\"\",IF(INDIRECT(\"Measures!\"&R$99&$B177)<>\"\",INDIRECT(\"Measures!\"&R$99&$B177),\"\"),\"\")","v":""},{"$f":"IF($B177<>\"\",IF(INDIRECT(\"Measures!\"&S$99&$B177)<>\"\",INDIRECT(\"Measures!\"&S$99&$B177),\"\"),\"\")","v":""},{"$f":"IF($B177<>\"\",IF(INDIRECT(\"Measures!\"&T$99&$B177)<>\"\",INDIRECT(\"Measures!\"&T$99&$B177),\"\"),\"\")","v":""},{"$f":"IF($B177<>\"\",IF(INDIRECT(\"Measures!\"&U$99&$B177)<>\"\",INDIRECT(\"Measures!\"&U$99&$B177),\"\"),\"\")","v":""},{"$f":"IF($B177<>\"\",IF(INDIRECT(\"Measures!\"&V$99&$B177)<>\"\",INDIRECT(\"Measures!\"&V$99&$B177),\"\"),\"\")","v":""},{"$f":"IF($B177<>\"\",IF(INDIRECT(\"Measures!\"&W$99&$B177)<>\"\",INDIRECT(\"Measures!\"&W$99&$B177),\"\"),\"\")","v":""},{"$f":"IF($B177<>\"\",IF(INDIRECT(\"Measures!\"&X$99&$B177)<>\"\",INDIRECT(\"Measures!\"&X$99&$B177),\"\"),\"\")","v":""},{"$f":"IF($B177<>\"\",IF(INDIRECT(\"Measures!\"&Y$99&$B177)<>\"\",INDIRECT(\"Measures!\"&Y$99&$B177),\"\"),\"\")","v":""},{"$f":"IF($B177<>\"\",IF(INDIRECT(\"Measures!\"&Z$99&$B177)<>\"\",INDIRECT(\"Measures!\"&Z$99&$B177),\"\"),\"\")","v":""},{"$f":"IF($B177<>\"\",IF(INDIRECT(\"Measures!\"&AA$99&$B177)<>\"\",INDIRECT(\"Measures!\"&AA$99&$B177),\"\"),\"\")","v":""},{"$f":"IF($B177<>\"\",IF(INDIRECT(\"Measures!\"&AB$99&$B177)<>\"\",INDIRECT(\"Measures!\"&AB$99&$B177),\"\"),\"\")","v":""},{"$f":"IF($B177<>\"\",IF(INDIRECT(\"Measures!\"&AC$99&$B177)<>\"\",INDIRECT(\"Measures!\"&AC$99&$B177),\"\"),\"\")","v":""},{"$f":"IF($B177<>\"\",IF(INDIRECT(\"Measures!\"&AD$99&$B177)<>\"\",INDIRECT(\"Measures!\"&AD$99&$B177),\"\"),\"\")","v":""},{"$f":"IF($B177<>\"\",IF(INDIRECT(\"Measures!\"&AE$99&$B177)<>\"\",INDIRECT(\"Measures!\"&AE$99&$B177),\"\"),\"\")","v":""},{"$f":"IF($B177<>\"\",IF(INDIRECT(\"Measures!\"&AF$99&$B177)<>\"\",INDIRECT(\"Measures!\"&AF$99&$B177),\"\"),\"\")","v":""},{"$f":"IF($B177<>\"\",IF(INDIRECT(\"Measures!\"&AG$99&$B177)<>\"\",INDIRECT(\"Measures!\"&AG$99&$B177),\"\"),\"\")","v":""},{"$f":"IF($B177<>\"\",IF(INDIRECT(\"Measures!\"&AH$99&$B177)<>\"\",INDIRECT(\"Measures!\"&AH$99&$B177),\"\"),\"\")","v":""},{"$f":"INDEX('Measure Descriptions'!$A$10:$A$46,MATCH(Map_Elec_Mid[[#This Row],[Measure]],'Measure Descriptions'!$B$10:$B$46,0))","v":""},{"$f":"IF($B177<>\"\",IF(VLOOKUP(Map_Elec_Mid[[#This Row],[Measure]],'Measure Descriptions'!$B$10:$H$46,AJ$99,FALSE)<>\"\",VLOOKUP(Map_Elec_Mid[[#This Row],[Measure]],'Measure Descriptions'!$B$10:$H$46,AJ$99,FALSE),\"\"),\"\")","v":""},{"$f":"IF($B177<>\"\",IF(VLOOKUP(Map_Elec_Mid[[#This Row],[Measure]],'Measure Descriptions'!$B$10:$H$46,AK$99,FALSE)<>\"\",VLOOKUP(Map_Elec_Mid[[#This Row],[Measure]],'Measure Descriptions'!$B$10:$H$46,AK$99,FALSE),\"\"),\"\")","v":""},{"$f":"IF($B177<>\"\",IF(VLOOKUP(Map_Elec_Mid[[#This Row],[Measure]],'Measure Descriptions'!$B$10:$H$46,AL$99,FALSE)<>\"\",VLOOKUP(Map_Elec_Mid[[#This Row],[Measure]],'Measure Descriptions'!$B$10:$H$46,AL$99,FALSE),\"\"),\"\")","v":""},{"$f":"IF($B177<>\"\",IF(VLOOKUP(Map_Elec_Mid[[#This Row],[Measure]],'Measure Descriptions'!$B$10:$H$46,AM$99,FALSE)<>\"\",VLOOKUP(Map_Elec_Mid[[#This Row],[Measure]],'Measure Descriptions'!$B$10:$H$46,AM$99,FALSE),\"\"),\"\")","v":""},{"$f":"IF($B177<>\"\",IF(VLOOKUP(Map_Elec_Mid[[#This Row],[Measure]],'Measure Descriptions'!$B$10:$H$46,AN$99,FALSE)<>\"\",VLOOKUP(Map_Elec_Mid[[#This Row],[Measure]],'Measure Descriptions'!$B$10:$H$46,AN$99,FALSE),\"\"),\"\")","v":""},{"$f":"IF($B177<>\"\",IF(VLOOKUP(Map_Elec_Mid[[#This Row],[Measure]],'Measure Descriptions'!$B$10:$H$46,AO$99,FALSE)<>\"\",VLOOKUP(Map_Elec_Mid[[#This Row],[Measure]],'Measure Descriptions'!$B$10:$H$46,AO$99,FALSE),\"\"),\"\")","v":""},{"$f":"IF($B177<>\"\",IF(INDIRECT(\"Measures!\"&AP$99&$B177)<>\"\",INDIRECT(\"Measures!\"&AP$99&$B177),\"\"),\"\")","v":""},null,null,null,null,null,null,null,null,null,null,null,"","",{"$f":"IF($BA177<>\"\",IF(INDIRECT(\"Measures!\"&BD$99&$BA177)<>\"\",INDIRECT(\"Measures!\"&BD$99&$BA177),\"\"),\"\")","v":""},{"$f":"IF($BA177<>\"\",IF(INDIRECT(\"Measures!\"&BE$99&$BA177)<>\"\",INDIRECT(\"Measures!\"&BE$99&$BA177),\"\"),\"\")","v":""},{"$f":"IF($BA177<>\"\",IF(INDIRECT(\"Measures!\"&BF$99&$BA177)<>\"\",INDIRECT(\"Measures!\"&BF$99&$BA177),\"\"),\"\")","v":""},{"$f":"IF($BA177<>\"\",IF(INDIRECT(\"Measures!\"&BG$99&$BA177)<>\"\",INDIRECT(\"Measures!\"&BG$99&$BA177),\"\"),\"\")","v":""},{"$f":"IF($BA177<>\"\",IF(INDIRECT(\"Measures!\"&BH$99&$BA177)<>\"\",INDIRECT(\"Measures!\"&BH$99&$BA177),\"\"),\"\")","v":""},{"$f":"IF($BA177<>\"\",IF(INDIRECT(\"Measures!\"&BI$99&$BA177)<>\"\",INDIRECT(\"Measures!\"&BI$99&$BA177),\"\"),\"\")","v":""},{"$f":"IF($BA177<>\"\",IF(INDIRECT(\"Measures!\"&BJ$99&$BA177)<>\"\",INDIRECT(\"Measures!\"&BJ$99&$BA177),\"\"),\"\")","v":""},{"$f":"IF($BA177<>\"\",IF(INDIRECT(\"Measures!\"&BK$99&$BA177)<>\"\",INDIRECT(\"Measures!\"&BK$99&$BA177),\"\"),\"\")","v":""},{"$f":"IF($BA177<>\"\",IF(INDIRECT(\"Measures!\"&BL$99&$BA177)<>\"\",INDIRECT(\"Measures!\"&BL$99&$BA177),\"\"),\"\")","v":""},{"$f":"IF($BA177<>\"\",IF(INDIRECT(\"Measures!\"&BM$99&$BA177)<>\"\",INDIRECT(\"Measures!\"&BM$99&$BA177),\"\"),\"\")","v":""},{"$f":"IF($BA177<>\"\",IF(INDIRECT(\"Measures!\"&BN$99&$BA177)<>\"\",INDIRECT(\"Measures!\"&BN$99&$BA177),\"\"),\"\")","v":""},{"$f":"IF($BA177<>\"\",IF(INDIRECT(\"Measures!\"&BO$99&$BA177)<>\"\",INDIRECT(\"Measures!\"&BO$99&$BA177),\"\"),\"\")","v":""},{"$f":"IF($BA177<>\"\",IF(INDIRECT(\"Measures!\"&BP$99&$BA177)<>\"\",INDIRECT(\"Measures!\"&BP$99&$BA177),\"\"),\"\")","v":""},{"$f":"IF($BA177<>\"\",IF(INDIRECT(\"Measures!\"&BQ$99&$BA177)<>\"\",INDIRECT(\"Measures!\"&BQ$99&$BA177),\"\"),\"\")","v":""},{"$f":"IF($BA177<>\"\",IF(INDIRECT(\"Measures!\"&BR$99&$BA177)<>\"\",INDIRECT(\"Measures!\"&BR$99&$BA177),\"\"),\"\")","v":""},{"$f":"IF($BA177<>\"\",IF(INDIRECT(\"Measures!\"&BS$99&$BA177)<>\"\",INDIRECT(\"Measures!\"&BS$99&$BA177),\"\"),\"\")","v":""},{"$f":"IF($BA177<>\"\",IF(INDIRECT(\"Measures!\"&BT$99&$BA177)<>\"\",INDIRECT(\"Measures!\"&BT$99&$BA177),\"\"),\"\")","v":""},{"$f":"IF($BA177<>\"\",IF(INDIRECT(\"Measures!\"&BU$99&$BA177)<>\"\",INDIRECT(\"Measures!\"&BU$99&$BA177),\"\"),\"\")","v":""},{"$f":"IF($BA177<>\"\",IF(INDIRECT(\"Measures!\"&BV$99&$BA177)<>\"\",INDIRECT(\"Measures!\"&BV$99&$BA177),\"\"),\"\")","v":""},{"$f":"IF($BA177<>\"\",IF(INDIRECT(\"Measures!\"&BW$99&$BA177)<>\"\",INDIRECT(\"Measures!\"&BW$99&$BA177),\"\"),\"\")","v":""},{"$f":"IF($BA177<>\"\",IF(INDIRECT(\"Measures!\"&BX$99&$BA177)<>\"\",INDIRECT(\"Measures!\"&BX$99&$BA177),\"\"),\"\")","v":""},{"$f":"IF($BA177<>\"\",IF(INDIRECT(\"Measures!\"&BY$99&$BA177)<>\"\",INDIRECT(\"Measures!\"&BY$99&$BA177),\"\"),\"\")","v":""},{"$f":"IF($BA177<>\"\",IF(INDIRECT(\"Measures!\"&BZ$99&$BA177)<>\"\",INDIRECT(\"Measures!\"&BZ$99&$BA177),\"\"),\"\")","v":""},{"$f":"IF($BA177<>\"\",IF(INDIRECT(\"Measures!\"&CA$99&$BA177)<>\"\",INDIRECT(\"Measures!\"&CA$99&$BA177),\"\"),\"\")","v":""},{"$f":"IF($BA177<>\"\",IF(INDIRECT(\"Measures!\"&CB$99&$BA177)<>\"\",INDIRECT(\"Measures!\"&CB$99&$BA177),\"\"),\"\")","v":""},{"$f":"IF($BA177<>\"\",IF(INDIRECT(\"Measures!\"&CC$99&$BA177)<>\"\",INDIRECT(\"Measures!\"&CC$99&$BA177),\"\"),\"\")","v":""},{"$f":"IF($BA177<>\"\",IF(INDIRECT(\"Measures!\"&CD$99&$BA177)<>\"\",INDIRECT(\"Measures!\"&CD$99&$BA177),\"\"),\"\")","v":""},{"$f":"IF($BA177<>\"\",IF(INDIRECT(\"Measures!\"&CE$99&$BA177)<>\"\",INDIRECT(\"Measures!\"&CE$99&$BA177),\"\"),\"\")","v":""},{"$f":"IF($BA177<>\"\",IF(INDIRECT(\"Measures!\"&CF$99&$BA177)<>\"\",INDIRECT(\"Measures!\"&CF$99&$BA177),\"\"),\"\")","v":""},{"$f":"IF($BA177<>\"\",IF(INDIRECT(\"Measures!\"&CG$99&$BA177)<>\"\",INDIRECT(\"Measures!\"&CG$99&$BA177),\"\"),\"\")","v":""},{"$f":"INDEX('Measure Descriptions'!$A$10:$A$46,MATCH(Map_Gas_Mid[[#This Row],[Measure]],'Measure Descriptions'!$B$10:$B$46,0))","v":""},{"$f":"IF($BA177<>\"\",IF(VLOOKUP(Map_Gas_Mid[[#This Row],[Measure]],'Measure Descriptions'!$B$10:$H$46,CI$99,FALSE)<>\"\",VLOOKUP(Map_Gas_Mid[[#This Row],[Measure]],'Measure Descriptions'!$B$10:$H$46,CI$99,FALSE),\"\"),\"\")","v":""},{"$f":"IF($BA177<>\"\",IF(VLOOKUP(Map_Gas_Mid[[#This Row],[Measure]],'Measure Descriptions'!$B$10:$H$46,CJ$99,FALSE)<>\"\",VLOOKUP(Map_Gas_Mid[[#This Row],[Measure]],'Measure Descriptions'!$B$10:$H$46,CJ$99,FALSE),\"\"),\"\")","v":""},{"$f":"IF($BA177<>\"\",IF(VLOOKUP(Map_Gas_Mid[[#This Row],[Measure]],'Measure Descriptions'!$B$10:$H$46,CK$99,FALSE)<>\"\",VLOOKUP(Map_Gas_Mid[[#This Row],[Measure]],'Measure Descriptions'!$B$10:$H$46,CK$99,FALSE),\"\"),\"\")","v":""},{"$f":"IF($BA177<>\"\",IF(VLOOKUP(Map_Gas_Mid[[#This Row],[Measure]],'Measure Descriptions'!$B$10:$H$46,CL$99,FALSE)<>\"\",VLOOKUP(Map_Gas_Mid[[#This Row],[Measure]],'Measure Descriptions'!$B$10:$H$46,CL$99,FALSE),\"\"),\"\")","v":""},{"$f":"IF($BA177<>\"\",IF(VLOOKUP(Map_Gas_Mid[[#This Row],[Measure]],'Measure Descriptions'!$B$10:$H$46,CM$99,FALSE)<>\"\",VLOOKUP(Map_Gas_Mid[[#This Row],[Measure]],'Measure Descriptions'!$B$10:$H$46,CM$99,FALSE),\"\"),\"\")","v":""},{"$f":"IF($BA177<>\"\",IF(VLOOKUP(Map_Gas_Mid[[#This Row],[Measure]],'Measure Descriptions'!$B$10:$H$46,CN$99,FALSE)<>\"\",VLOOKUP(Map_Gas_Mid[[#This Row],[Measure]],'Measure Descriptions'!$B$10:$H$46,CN$99,FALSE),\"\"),\"\")","v":""},{"$f":"IF($BA177<>\"\",IF(INDIRECT(\"Measures!\"&CO$99&$BA177)<>\"\",INDIRECT(\"Measures!\"&CO$99&$BA177),\"\"),\"\")","v":""}]
[null,null,"","",{"$f":"IF($B178<>\"\",IF(INDIRECT(\"Measures!\"&E$99&$B178)<>\"\",INDIRECT(\"Measures!\"&E$99&$B178),\"\"),\"\")","v":""},{"$f":"IF($B178<>\"\",IF(INDIRECT(\"Measures!\"&F$99&$B178)<>\"\",INDIRECT(\"Measures!\"&F$99&$B178),\"\"),\"\")","v":""},{"$f":"IF($B178<>\"\",IF(INDIRECT(\"Measures!\"&G$99&$B178)<>\"\",INDIRECT(\"Measures!\"&G$99&$B178),\"\"),\"\")","v":""},{"$f":"IF($B178<>\"\",IF(INDIRECT(\"Measures!\"&H$99&$B178)<>\"\",INDIRECT(\"Measures!\"&H$99&$B178),\"\"),\"\")","v":""},{"$f":"IF($B178<>\"\",IF(INDIRECT(\"Measures!\"&I$99&$B178)<>\"\",INDIRECT(\"Measures!\"&I$99&$B178),\"\"),\"\")","v":""},{"$f":"IF($B178<>\"\",IF(INDIRECT(\"Measures!\"&J$99&$B178)<>\"\",INDIRECT(\"Measures!\"&J$99&$B178),\"\"),\"\")","v":""},{"$f":"IF($B178<>\"\",IF(INDIRECT(\"Measures!\"&K$99&$B178)<>\"\",INDIRECT(\"Measures!\"&K$99&$B178),\"\"),\"\")","v":""},{"$f":"IF($B178<>\"\",IF(INDIRECT(\"Measures!\"&L$99&$B178)<>\"\",INDIRECT(\"Measures!\"&L$99&$B178),\"\"),\"\")","v":""},{"$f":"IF($B178<>\"\",IF(INDIRECT(\"Measures!\"&M$99&$B178)<>\"\",INDIRECT(\"Measures!\"&M$99&$B178),\"\"),\"\")","v":""},{"$f":"IF($B178<>\"\",IF(INDIRECT(\"Measures!\"&N$99&$B178)<>\"\",INDIRECT(\"Measures!\"&N$99&$B178),\"\"),\"\")","v":""},{"$f":"IF($B178<>\"\",IF(INDIRECT(\"Measures!\"&O$99&$B178)<>\"\",INDIRECT(\"Measures!\"&O$99&$B178),\"\"),\"\")","v":""},{"$f":"IF($B178<>\"\",IF(INDIRECT(\"Measures!\"&P$99&$B178)<>\"\",INDIRECT(\"Measures!\"&P$99&$B178),\"\"),\"\")","v":""},{"$f":"IF($B178<>\"\",IF(INDIRECT(\"Measures!\"&Q$99&$B178)<>\"\",INDIRECT(\"Measures!\"&Q$99&$B178),\"\"),\"\")","v":""},{"$f":"IF($B178<>\"\",IF(INDIRECT(\"Measures!\"&R$99&$B178)<>\"\",INDIRECT(\"Measures!\"&R$99&$B178),\"\"),\"\")","v":""},{"$f":"IF($B178<>\"\",IF(INDIRECT(\"Measures!\"&S$99&$B178)<>\"\",INDIRECT(\"Measures!\"&S$99&$B178),\"\"),\"\")","v":""},{"$f":"IF($B178<>\"\",IF(INDIRECT(\"Measures!\"&T$99&$B178)<>\"\",INDIRECT(\"Measures!\"&T$99&$B178),\"\"),\"\")","v":""},{"$f":"IF($B178<>\"\",IF(INDIRECT(\"Measures!\"&U$99&$B178)<>\"\",INDIRECT(\"Measures!\"&U$99&$B178),\"\"),\"\")","v":""},{"$f":"IF($B178<>\"\",IF(INDIRECT(\"Measures!\"&V$99&$B178)<>\"\",INDIRECT(\"Measures!\"&V$99&$B178),\"\"),\"\")","v":""},{"$f":"IF($B178<>\"\",IF(INDIRECT(\"Measures!\"&W$99&$B178)<>\"\",INDIRECT(\"Measures!\"&W$99&$B178),\"\"),\"\")","v":""},{"$f":"IF($B178<>\"\",IF(INDIRECT(\"Measures!\"&X$99&$B178)<>\"\",INDIRECT(\"Measures!\"&X$99&$B178),\"\"),\"\")","v":""},{"$f":"IF($B178<>\"\",IF(INDIRECT(\"Measures!\"&Y$99&$B178)<>\"\",INDIRECT(\"Measures!\"&Y$99&$B178),\"\"),\"\")","v":""},{"$f":"IF($B178<>\"\",IF(INDIRECT(\"Measures!\"&Z$99&$B178)<>\"\",INDIRECT(\"Measures!\"&Z$99&$B178),\"\"),\"\")","v":""},{"$f":"IF($B178<>\"\",IF(INDIRECT(\"Measures!\"&AA$99&$B178)<>\"\",INDIRECT(\"Measures!\"&AA$99&$B178),\"\"),\"\")","v":""},{"$f":"IF($B178<>\"\",IF(INDIRECT(\"Measures!\"&AB$99&$B178)<>\"\",INDIRECT(\"Measures!\"&AB$99&$B178),\"\"),\"\")","v":""},{"$f":"IF($B178<>\"\",IF(INDIRECT(\"Measures!\"&AC$99&$B178)<>\"\",INDIRECT(\"Measures!\"&AC$99&$B178),\"\"),\"\")","v":""},{"$f":"IF($B178<>\"\",IF(INDIRECT(\"Measures!\"&AD$99&$B178)<>\"\",INDIRECT(\"Measures!\"&AD$99&$B178),\"\"),\"\")","v":""},{"$f":"IF($B178<>\"\",IF(INDIRECT(\"Measures!\"&AE$99&$B178)<>\"\",INDIRECT(\"Measures!\"&AE$99&$B178),\"\"),\"\")","v":""},{"$f":"IF($B178<>\"\",IF(INDIRECT(\"Measures!\"&AF$99&$B178)<>\"\",INDIRECT(\"Measures!\"&AF$99&$B178),\"\"),\"\")","v":""},{"$f":"IF($B178<>\"\",IF(INDIRECT(\"Measures!\"&AG$99&$B178)<>\"\",INDIRECT(\"Measures!\"&AG$99&$B178),\"\"),\"\")","v":""},{"$f":"IF($B178<>\"\",IF(INDIRECT(\"Measures!\"&AH$99&$B178)<>\"\",INDIRECT(\"Measures!\"&AH$99&$B178),\"\"),\"\")","v":""},{"$f":"INDEX('Measure Descriptions'!$A$10:$A$46,MATCH(Map_Elec_Mid[[#This Row],[Measure]],'Measure Descriptions'!$B$10:$B$46,0))","v":""},{"$f":"IF($B178<>\"\",IF(VLOOKUP(Map_Elec_Mid[[#This Row],[Measure]],'Measure Descriptions'!$B$10:$H$46,AJ$99,FALSE)<>\"\",VLOOKUP(Map_Elec_Mid[[#This Row],[Measure]],'Measure Descriptions'!$B$10:$H$46,AJ$99,FALSE),\"\"),\"\")","v":""},{"$f":"IF($B178<>\"\",IF(VLOOKUP(Map_Elec_Mid[[#This Row],[Measure]],'Measure Descriptions'!$B$10:$H$46,AK$99,FALSE)<>\"\",VLOOKUP(Map_Elec_Mid[[#This Row],[Measure]],'Measure Descriptions'!$B$10:$H$46,AK$99,FALSE),\"\"),\"\")","v":""},{"$f":"IF($B178<>\"\",IF(VLOOKUP(Map_Elec_Mid[[#This Row],[Measure]],'Measure Descriptions'!$B$10:$H$46,AL$99,FALSE)<>\"\",VLOOKUP(Map_Elec_Mid[[#This Row],[Measure]],'Measure Descriptions'!$B$10:$H$46,AL$99,FALSE),\"\"),\"\")","v":""},{"$f":"IF($B178<>\"\",IF(VLOOKUP(Map_Elec_Mid[[#This Row],[Measure]],'Measure Descriptions'!$B$10:$H$46,AM$99,FALSE)<>\"\",VLOOKUP(Map_Elec_Mid[[#This Row],[Measure]],'Measure Descriptions'!$B$10:$H$46,AM$99,FALSE),\"\"),\"\")","v":""},{"$f":"IF($B178<>\"\",IF(VLOOKUP(Map_Elec_Mid[[#This Row],[Measure]],'Measure Descriptions'!$B$10:$H$46,AN$99,FALSE)<>\"\",VLOOKUP(Map_Elec_Mid[[#This Row],[Measure]],'Measure Descriptions'!$B$10:$H$46,AN$99,FALSE),\"\"),\"\")","v":""},{"$f":"IF($B178<>\"\",IF(VLOOKUP(Map_Elec_Mid[[#This Row],[Measure]],'Measure Descriptions'!$B$10:$H$46,AO$99,FALSE)<>\"\",VLOOKUP(Map_Elec_Mid[[#This Row],[Measure]],'Measure Descriptions'!$B$10:$H$46,AO$99,FALSE),\"\"),\"\")","v":""},{"$f":"IF($B178<>\"\",IF(INDIRECT(\"Measures!\"&AP$99&$B178)<>\"\",INDIRECT(\"Measures!\"&AP$99&$B178),\"\"),\"\")","v":""},null,null,null,null,null,null,null,null,null,null,null,"","",{"$f":"IF($BA178<>\"\",IF(INDIRECT(\"Measures!\"&BD$99&$BA178)<>\"\",INDIRECT(\"Measures!\"&BD$99&$BA178),\"\"),\"\")","v":""},{"$f":"IF($BA178<>\"\",IF(INDIRECT(\"Measures!\"&BE$99&$BA178)<>\"\",INDIRECT(\"Measures!\"&BE$99&$BA178),\"\"),\"\")","v":""},{"$f":"IF($BA178<>\"\",IF(INDIRECT(\"Measures!\"&BF$99&$BA178)<>\"\",INDIRECT(\"Measures!\"&BF$99&$BA178),\"\"),\"\")","v":""},{"$f":"IF($BA178<>\"\",IF(INDIRECT(\"Measures!\"&BG$99&$BA178)<>\"\",INDIRECT(\"Measures!\"&BG$99&$BA178),\"\"),\"\")","v":""},{"$f":"IF($BA178<>\"\",IF(INDIRECT(\"Measures!\"&BH$99&$BA178)<>\"\",INDIRECT(\"Measures!\"&BH$99&$BA178),\"\"),\"\")","v":""},{"$f":"IF($BA178<>\"\",IF(INDIRECT(\"Measures!\"&BI$99&$BA178)<>\"\",INDIRECT(\"Measures!\"&BI$99&$BA178),\"\"),\"\")","v":""},{"$f":"IF($BA178<>\"\",IF(INDIRECT(\"Measures!\"&BJ$99&$BA178)<>\"\",INDIRECT(\"Measures!\"&BJ$99&$BA178),\"\"),\"\")","v":""},{"$f":"IF($BA178<>\"\",IF(INDIRECT(\"Measures!\"&BK$99&$BA178)<>\"\",INDIRECT(\"Measures!\"&BK$99&$BA178),\"\"),\"\")","v":""},{"$f":"IF($BA178<>\"\",IF(INDIRECT(\"Measures!\"&BL$99&$BA178)<>\"\",INDIRECT(\"Measures!\"&BL$99&$BA178),\"\"),\"\")","v":""},{"$f":"IF($BA178<>\"\",IF(INDIRECT(\"Measures!\"&BM$99&$BA178)<>\"\",INDIRECT(\"Measures!\"&BM$99&$BA178),\"\"),\"\")","v":""},{"$f":"IF($BA178<>\"\",IF(INDIRECT(\"Measures!\"&BN$99&$BA178)<>\"\",INDIRECT(\"Measures!\"&BN$99&$BA178),\"\"),\"\")","v":""},{"$f":"IF($BA178<>\"\",IF(INDIRECT(\"Measures!\"&BO$99&$BA178)<>\"\",INDIRECT(\"Measures!\"&BO$99&$BA178),\"\"),\"\")","v":""},{"$f":"IF($BA178<>\"\",IF(INDIRECT(\"Measures!\"&BP$99&$BA178)<>\"\",INDIRECT(\"Measures!\"&BP$99&$BA178),\"\"),\"\")","v":""},{"$f":"IF($BA178<>\"\",IF(INDIRECT(\"Measures!\"&BQ$99&$BA178)<>\"\",INDIRECT(\"Measures!\"&BQ$99&$BA178),\"\"),\"\")","v":""},{"$f":"IF($BA178<>\"\",IF(INDIRECT(\"Measures!\"&BR$99&$BA178)<>\"\",INDIRECT(\"Measures!\"&BR$99&$BA178),\"\"),\"\")","v":""},{"$f":"IF($BA178<>\"\",IF(INDIRECT(\"Measures!\"&BS$99&$BA178)<>\"\",INDIRECT(\"Measures!\"&BS$99&$BA178),\"\"),\"\")","v":""},{"$f":"IF($BA178<>\"\",IF(INDIRECT(\"Measures!\"&BT$99&$BA178)<>\"\",INDIRECT(\"Measures!\"&BT$99&$BA178),\"\"),\"\")","v":""},{"$f":"IF($BA178<>\"\",IF(INDIRECT(\"Measures!\"&BU$99&$BA178)<>\"\",INDIRECT(\"Measures!\"&BU$99&$BA178),\"\"),\"\")","v":""},{"$f":"IF($BA178<>\"\",IF(INDIRECT(\"Measures!\"&BV$99&$BA178)<>\"\",INDIRECT(\"Measures!\"&BV$99&$BA178),\"\"),\"\")","v":""},{"$f":"IF($BA178<>\"\",IF(INDIRECT(\"Measures!\"&BW$99&$BA178)<>\"\",INDIRECT(\"Measures!\"&BW$99&$BA178),\"\"),\"\")","v":""},{"$f":"IF($BA178<>\"\",IF(INDIRECT(\"Measures!\"&BX$99&$BA178)<>\"\",INDIRECT(\"Measures!\"&BX$99&$BA178),\"\"),\"\")","v":""},{"$f":"IF($BA178<>\"\",IF(INDIRECT(\"Measures!\"&BY$99&$BA178)<>\"\",INDIRECT(\"Measures!\"&BY$99&$BA178),\"\"),\"\")","v":""},{"$f":"IF($BA178<>\"\",IF(INDIRECT(\"Measures!\"&BZ$99&$BA178)<>\"\",INDIRECT(\"Measures!\"&BZ$99&$BA178),\"\"),\"\")","v":""},{"$f":"IF($BA178<>\"\",IF(INDIRECT(\"Measures!\"&CA$99&$BA178)<>\"\",INDIRECT(\"Measures!\"&CA$99&$BA178),\"\"),\"\")","v":""},{"$f":"IF($BA178<>\"\",IF(INDIRECT(\"Measures!\"&CB$99&$BA178)<>\"\",INDIRECT(\"Measures!\"&CB$99&$BA178),\"\"),\"\")","v":""},{"$f":"IF($BA178<>\"\",IF(INDIRECT(\"Measures!\"&CC$99&$BA178)<>\"\",INDIRECT(\"Measures!\"&CC$99&$BA178),\"\"),\"\")","v":""},{"$f":"IF($BA178<>\"\",IF(INDIRECT(\"Measures!\"&CD$99&$BA178)<>\"\",INDIRECT(\"Measures!\"&CD$99&$BA178),\"\"),\"\")","v":""},{"$f":"IF($BA178<>\"\",IF(INDIRECT(\"Measures!\"&CE$99&$BA178)<>\"\",INDIRECT(\"Measures!\"&CE$99&$BA178),\"\"),\"\")","v":""},{"$f":"IF($BA178<>\"\",IF(INDIRECT(\"Measures!\"&CF$99&$BA178)<>\"\",INDIRECT(\"Measures!\"&CF$99&$BA178),\"\"),\"\")","v":""},{"$f":"IF($BA178<>\"\",IF(INDIRECT(\"Measures!\"&CG$99&$BA178)<>\"\",INDIRECT(\"Measures!\"&CG$99&$BA178),\"\"),\"\")","v":""},{"$f":"INDEX('Measure Descriptions'!$A$10:$A$46,MATCH(Map_Gas_Mid[[#This Row],[Measure]],'Measure Descriptions'!$B$10:$B$46,0))","v":""},{"$f":"IF($BA178<>\"\",IF(VLOOKUP(Map_Gas_Mid[[#This Row],[Measure]],'Measure Descriptions'!$B$10:$H$46,CI$99,FALSE)<>\"\",VLOOKUP(Map_Gas_Mid[[#This Row],[Measure]],'Measure Descriptions'!$B$10:$H$46,CI$99,FALSE),\"\"),\"\")","v":""},{"$f":"IF($BA178<>\"\",IF(VLOOKUP(Map_Gas_Mid[[#This Row],[Measure]],'Measure Descriptions'!$B$10:$H$46,CJ$99,FALSE)<>\"\",VLOOKUP(Map_Gas_Mid[[#This Row],[Measure]],'Measure Descriptions'!$B$10:$H$46,CJ$99,FALSE),\"\"),\"\")","v":""},{"$f":"IF($BA178<>\"\",IF(VLOOKUP(Map_Gas_Mid[[#This Row],[Measure]],'Measure Descriptions'!$B$10:$H$46,CK$99,FALSE)<>\"\",VLOOKUP(Map_Gas_Mid[[#This Row],[Measure]],'Measure Descriptions'!$B$10:$H$46,CK$99,FALSE),\"\"),\"\")","v":""},{"$f":"IF($BA178<>\"\",IF(VLOOKUP(Map_Gas_Mid[[#This Row],[Measure]],'Measure Descriptions'!$B$10:$H$46,CL$99,FALSE)<>\"\",VLOOKUP(Map_Gas_Mid[[#This Row],[Measure]],'Measure Descriptions'!$B$10:$H$46,CL$99,FALSE),\"\"),\"\")","v":""},{"$f":"IF($BA178<>\"\",IF(VLOOKUP(Map_Gas_Mid[[#This Row],[Measure]],'Measure Descriptions'!$B$10:$H$46,CM$99,FALSE)<>\"\",VLOOKUP(Map_Gas_Mid[[#This Row],[Measure]],'Measure Descriptions'!$B$10:$H$46,CM$99,FALSE),\"\"),\"\")","v":""},{"$f":"IF($BA178<>\"\",IF(VLOOKUP(Map_Gas_Mid[[#This Row],[Measure]],'Measure Descriptions'!$B$10:$H$46,CN$99,FALSE)<>\"\",VLOOKUP(Map_Gas_Mid[[#This Row],[Measure]],'Measure Descriptions'!$B$10:$H$46,CN$99,FALSE),\"\"),\"\")","v":""},{"$f":"IF($BA178<>\"\",IF(INDIRECT(\"Measures!\"&CO$99&$BA178)<>\"\",INDIRECT(\"Measures!\"&CO$99&$BA178),\"\"),\"\")","v":""}]
[null,null,"","",{"$f":"IF($B179<>\"\",IF(INDIRECT(\"Measures!\"&E$99&$B179)<>\"\",INDIRECT(\"Measures!\"&E$99&$B179),\"\"),\"\")","v":""},{"$f":"IF($B179<>\"\",IF(INDIRECT(\"Measures!\"&F$99&$B179)<>\"\",INDIRECT(\"Measures!\"&F$99&$B179),\"\"),\"\")","v":""},{"$f":"IF($B179<>\"\",IF(INDIRECT(\"Measures!\"&G$99&$B179)<>\"\",INDIRECT(\"Measures!\"&G$99&$B179),\"\"),\"\")","v":""},{"$f":"IF($B179<>\"\",IF(INDIRECT(\"Measures!\"&H$99&$B179)<>\"\",INDIRECT(\"Measures!\"&H$99&$B179),\"\"),\"\")","v":""},{"$f":"IF($B179<>\"\",IF(INDIRECT(\"Measures!\"&I$99&$B179)<>\"\",INDIRECT(\"Measures!\"&I$99&$B179),\"\"),\"\")","v":""},{"$f":"IF($B179<>\"\",IF(INDIRECT(\"Measures!\"&J$99&$B179)<>\"\",INDIRECT(\"Measures!\"&J$99&$B179),\"\"),\"\")","v":""},{"$f":"IF($B179<>\"\",IF(INDIRECT(\"Measures!\"&K$99&$B179)<>\"\",INDIRECT(\"Measures!\"&K$99&$B179),\"\"),\"\")","v":""},{"$f":"IF($B179<>\"\",IF(INDIRECT(\"Measures!\"&L$99&$B179)<>\"\",INDIRECT(\"Measures!\"&L$99&$B179),\"\"),\"\")","v":""},{"$f":"IF($B179<>\"\",IF(INDIRECT(\"Measures!\"&M$99&$B179)<>\"\",INDIRECT(\"Measures!\"&M$99&$B179),\"\"),\"\")","v":""},{"$f":"IF($B179<>\"\",IF(INDIRECT(\"Measures!\"&N$99&$B179)<>\"\",INDIRECT(\"Measures!\"&N$99&$B179),\"\"),\"\")","v":""},{"$f":"IF($B179<>\"\",IF(INDIRECT(\"Measures!\"&O$99&$B179)<>\"\",INDIRECT(\"Measures!\"&O$99&$B179),\"\"),\"\")","v":""},{"$f":"IF($B179<>\"\",IF(INDIRECT(\"Measures!\"&P$99&$B179)<>\"\",INDIRECT(\"Measures!\"&P$99&$B179),\"\"),\"\")","v":""},{"$f":"IF($B179<>\"\",IF(INDIRECT(\"Measures!\"&Q$99&$B179)<>\"\",INDIRECT(\"Measures!\"&Q$99&$B179),\"\"),\"\")","v":""},{"$f":"IF($B179<>\"\",IF(INDIRECT(\"Measures!\"&R$99&$B179)<>\"\",INDIRECT(\"Measures!\"&R$99&$B179),\"\"),\"\")","v":""},{"$f":"IF($B179<>\"\",IF(INDIRECT(\"Measures!\"&S$99&$B179)<>\"\",INDIRECT(\"Measures!\"&S$99&$B179),\"\"),\"\")","v":""},{"$f":"IF($B179<>\"\",IF(INDIRECT(\"Measures!\"&T$99&$B179)<>\"\",INDIRECT(\"Measures!\"&T$99&$B179),\"\"),\"\")","v":""},{"$f":"IF($B179<>\"\",IF(INDIRECT(\"Measures!\"&U$99&$B179)<>\"\",INDIRECT(\"Measures!\"&U$99&$B179),\"\"),\"\")","v":""},{"$f":"IF($B179<>\"\",IF(INDIRECT(\"Measures!\"&V$99&$B179)<>\"\",INDIRECT(\"Measures!\"&V$99&$B179),\"\"),\"\")","v":""},{"$f":"IF($B179<>\"\",IF(INDIRECT(\"Measures!\"&W$99&$B179)<>\"\",INDIRECT(\"Measures!\"&W$99&$B179),\"\"),\"\")","v":""},{"$f":"IF($B179<>\"\",IF(INDIRECT(\"Measures!\"&X$99&$B179)<>\"\",INDIRECT(\"Measures!\"&X$99&$B179),\"\"),\"\")","v":""},{"$f":"IF($B179<>\"\",IF(INDIRECT(\"Measures!\"&Y$99&$B179)<>\"\",INDIRECT(\"Measures!\"&Y$99&$B179),\"\"),\"\")","v":""},{"$f":"IF($B179<>\"\",IF(INDIRECT(\"Measures!\"&Z$99&$B179)<>\"\",INDIRECT(\"Measures!\"&Z$99&$B179),\"\"),\"\")","v":""},{"$f":"IF($B179<>\"\",IF(INDIRECT(\"Measures!\"&AA$99&$B179)<>\"\",INDIRECT(\"Measures!\"&AA$99&$B179),\"\"),\"\")","v":""},{"$f":"IF($B179<>\"\",IF(INDIRECT(\"Measures!\"&AB$99&$B179)<>\"\",INDIRECT(\"Measures!\"&AB$99&$B179),\"\"),\"\")","v":""},{"$f":"IF($B179<>\"\",IF(INDIRECT(\"Measures!\"&AC$99&$B179)<>\"\",INDIRECT(\"Measures!\"&AC$99&$B179),\"\"),\"\")","v":""},{"$f":"IF($B179<>\"\",IF(INDIRECT(\"Measures!\"&AD$99&$B179)<>\"\",INDIRECT(\"Measures!\"&AD$99&$B179),\"\"),\"\")","v":""},{"$f":"IF($B179<>\"\",IF(INDIRECT(\"Measures!\"&AE$99&$B179)<>\"\",INDIRECT(\"Measures!\"&AE$99&$B179),\"\"),\"\")","v":""},{"$f":"IF($B179<>\"\",IF(INDIRECT(\"Measures!\"&AF$99&$B179)<>\"\",INDIRECT(\"Measures!\"&AF$99&$B179),\"\"),\"\")","v":""},{"$f":"IF($B179<>\"\",IF(INDIRECT(\"Measures!\"&AG$99&$B179)<>\"\",INDIRECT(\"Measures!\"&AG$99&$B179),\"\"),\"\")","v":""},{"$f":"IF($B179<>\"\",IF(INDIRECT(\"Measures!\"&AH$99&$B179)<>\"\",INDIRECT(\"Measures!\"&AH$99&$B179),\"\"),\"\")","v":""},{"$f":"INDEX('Measure Descriptions'!$A$10:$A$46,MATCH(Map_Elec_Mid[[#This Row],[Measure]],'Measure Descriptions'!$B$10:$B$46,0))","v":""},{"$f":"IF($B179<>\"\",IF(VLOOKUP(Map_Elec_Mid[[#This Row],[Measure]],'Measure Descriptions'!$B$10:$H$46,AJ$99,FALSE)<>\"\",VLOOKUP(Map_Elec_Mid[[#This Row],[Measure]],'Measure Descriptions'!$B$10:$H$46,AJ$99,FALSE),\"\"),\"\")","v":""},{"$f":"IF($B179<>\"\",IF(VLOOKUP(Map_Elec_Mid[[#This Row],[Measure]],'Measure Descriptions'!$B$10:$H$46,AK$99,FALSE)<>\"\",VLOOKUP(Map_Elec_Mid[[#This Row],[Measure]],'Measure Descriptions'!$B$10:$H$46,AK$99,FALSE),\"\"),\"\")","v":""},{"$f":"IF($B179<>\"\",IF(VLOOKUP(Map_Elec_Mid[[#This Row],[Measure]],'Measure Descriptions'!$B$10:$H$46,AL$99,FALSE)<>\"\",VLOOKUP(Map_Elec_Mid[[#This Row],[Measure]],'Measure Descriptions'!$B$10:$H$46,AL$99,FALSE),\"\"),\"\")","v":""},{"$f":"IF($B179<>\"\",IF(VLOOKUP(Map_Elec_Mid[[#This Row],[Measure]],'Measure Descriptions'!$B$10:$H$46,AM$99,FALSE)<>\"\",VLOOKUP(Map_Elec_Mid[[#This Row],[Measure]],'Measure Descriptions'!$B$10:$H$46,AM$99,FALSE),\"\"),\"\")","v":""},{"$f":"IF($B179<>\"\",IF(VLOOKUP(Map_Elec_Mid[[#This Row],[Measure]],'Measure Descriptions'!$B$10:$H$46,AN$99,FALSE)<>\"\",VLOOKUP(Map_Elec_Mid[[#This Row],[Measure]],'Measure Descriptions'!$B$10:$H$46,AN$99,FALSE),\"\"),\"\")","v":""},{"$f":"IF($B179<>\"\",IF(VLOOKUP(Map_Elec_Mid[[#This Row],[Measure]],'Measure Descriptions'!$B$10:$H$46,AO$99,FALSE)<>\"\",VLOOKUP(Map_Elec_Mid[[#This Row],[Measure]],'Measure Descriptions'!$B$10:$H$46,AO$99,FALSE),\"\"),\"\")","v":""},{"$f":"IF($B179<>\"\",IF(INDIRECT(\"Measures!\"&AP$99&$B179)<>\"\",INDIRECT(\"Measures!\"&AP$99&$B179),\"\"),\"\")","v":""},null,null,null,null,null,null,null,null,null,null,null,"","",{"$f":"IF($BA179<>\"\",IF(INDIRECT(\"Measures!\"&BD$99&$BA179)<>\"\",INDIRECT(\"Measures!\"&BD$99&$BA179),\"\"),\"\")","v":""},{"$f":"IF($BA179<>\"\",IF(INDIRECT(\"Measures!\"&BE$99&$BA179)<>\"\",INDIRECT(\"Measures!\"&BE$99&$BA179),\"\"),\"\")","v":""},{"$f":"IF($BA179<>\"\",IF(INDIRECT(\"Measures!\"&BF$99&$BA179)<>\"\",INDIRECT(\"Measures!\"&BF$99&$BA179),\"\"),\"\")","v":""},{"$f":"IF($BA179<>\"\",IF(INDIRECT(\"Measures!\"&BG$99&$BA179)<>\"\",INDIRECT(\"Measures!\"&BG$99&$BA179),\"\"),\"\")","v":""},{"$f":"IF($BA179<>\"\",IF(INDIRECT(\"Measures!\"&BH$99&$BA179)<>\"\",INDIRECT(\"Measures!\"&BH$99&$BA179),\"\"),\"\")","v":""},{"$f":"IF($BA179<>\"\",IF(INDIRECT(\"Measures!\"&BI$99&$BA179)<>\"\",INDIRECT(\"Measures!\"&BI$99&$BA179),\"\"),\"\")","v":""},{"$f":"IF($BA179<>\"\",IF(INDIRECT(\"Measures!\"&BJ$99&$BA179)<>\"\",INDIRECT(\"Measures!\"&BJ$99&$BA179),\"\"),\"\")","v":""},{"$f":"IF($BA179<>\"\",IF(INDIRECT(\"Measures!\"&BK$99&$BA179)<>\"\",INDIRECT(\"Measures!\"&BK$99&$BA179),\"\"),\"\")","v":""},{"$f":"IF($BA179<>\"\",IF(INDIRECT(\"Measures!\"&BL$99&$BA179)<>\"\",INDIRECT(\"Measures!\"&BL$99&$BA179),\"\"),\"\")","v":""},{"$f":"IF($BA179<>\"\",IF(INDIRECT(\"Measures!\"&BM$99&$BA179)<>\"\",INDIRECT(\"Measures!\"&BM$99&$BA179),\"\"),\"\")","v":""},{"$f":"IF($BA179<>\"\",IF(INDIRECT(\"Measures!\"&BN$99&$BA179)<>\"\",INDIRECT(\"Measures!\"&BN$99&$BA179),\"\"),\"\")","v":""},{"$f":"IF($BA179<>\"\",IF(INDIRECT(\"Measures!\"&BO$99&$BA179)<>\"\",INDIRECT(\"Measures!\"&BO$99&$BA179),\"\"),\"\")","v":""},{"$f":"IF($BA179<>\"\",IF(INDIRECT(\"Measures!\"&BP$99&$BA179)<>\"\",INDIRECT(\"Measures!\"&BP$99&$BA179),\"\"),\"\")","v":""},{"$f":"IF($BA179<>\"\",IF(INDIRECT(\"Measures!\"&BQ$99&$BA179)<>\"\",INDIRECT(\"Measures!\"&BQ$99&$BA179),\"\"),\"\")","v":""},{"$f":"IF($BA179<>\"\",IF(INDIRECT(\"Measures!\"&BR$99&$BA179)<>\"\",INDIRECT(\"Measures!\"&BR$99&$BA179),\"\"),\"\")","v":""},{"$f":"IF($BA179<>\"\",IF(INDIRECT(\"Measures!\"&BS$99&$BA179)<>\"\",INDIRECT(\"Measures!\"&BS$99&$BA179),\"\"),\"\")","v":""},{"$f":"IF($BA179<>\"\",IF(INDIRECT(\"Measures!\"&BT$99&$BA179)<>\"\",INDIRECT(\"Measures!\"&BT$99&$BA179),\"\"),\"\")","v":""},{"$f":"IF($BA179<>\"\",IF(INDIRECT(\"Measures!\"&BU$99&$BA179)<>\"\",INDIRECT(\"Measures!\"&BU$99&$BA179),\"\"),\"\")","v":""},{"$f":"IF($BA179<>\"\",IF(INDIRECT(\"Measures!\"&BV$99&$BA179)<>\"\",INDIRECT(\"Measures!\"&BV$99&$BA179),\"\"),\"\")","v":""},{"$f":"IF($BA179<>\"\",IF(INDIRECT(\"Measures!\"&BW$99&$BA179)<>\"\",INDIRECT(\"Measures!\"&BW$99&$BA179),\"\"),\"\")","v":""},{"$f":"IF($BA179<>\"\",IF(INDIRECT(\"Measures!\"&BX$99&$BA179)<>\"\",INDIRECT(\"Measures!\"&BX$99&$BA179),\"\"),\"\")","v":""},{"$f":"IF($BA179<>\"\",IF(INDIRECT(\"Measures!\"&BY$99&$BA179)<>\"\",INDIRECT(\"Measures!\"&BY$99&$BA179),\"\"),\"\")","v":""},{"$f":"IF($BA179<>\"\",IF(INDIRECT(\"Measures!\"&BZ$99&$BA179)<>\"\",INDIRECT(\"Measures!\"&BZ$99&$BA179),\"\"),\"\")","v":""},{"$f":"IF($BA179<>\"\",IF(INDIRECT(\"Measures!\"&CA$99&$BA179)<>\"\",INDIRECT(\"Measures!\"&CA$99&$BA179),\"\"),\"\")","v":""},{"$f":"IF($BA179<>\"\",IF(INDIRECT(\"Measures!\"&CB$99&$BA179)<>\"\",INDIRECT(\"Measures!\"&CB$99&$BA179),\"\"),\"\")","v":""},{"$f":"IF($BA179<>\"\",IF(INDIRECT(\"Measures!\"&CC$99&$BA179)<>\"\",INDIRECT(\"Measures!\"&CC$99&$BA179),\"\"),\"\")","v":""},{"$f":"IF($BA179<>\"\",IF(INDIRECT(\"Measures!\"&CD$99&$BA179)<>\"\",INDIRECT(\"Measures!\"&CD$99&$BA179),\"\"),\"\")","v":""},{"$f":"IF($BA179<>\"\",IF(INDIRECT(\"Measures!\"&CE$99&$BA179)<>\"\",INDIRECT(\"Measures!\"&CE$99&$BA179),\"\"),\"\")","v":""},{"$f":"IF($BA179<>\"\",IF(INDIRECT(\"Measures!\"&CF$99&$BA179)<>\"\",INDIRECT(\"Measures!\"&CF$99&$BA179),\"\"),\"\")","v":""},{"$f":"IF($BA179<>\"\",IF(INDIRECT(\"Measures!\"&CG$99&$BA179)<>\"\",INDIRECT(\"Measures!\"&CG$99&$BA179),\"\"),\"\")","v":""},{"$f":"INDEX('Measure Descriptions'!$A$10:$A$46,MATCH(Map_Gas_Mid[[#This Row],[Measure]],'Measure Descriptions'!$B$10:$B$46,0))","v":""},{"$f":"IF($BA179<>\"\",IF(VLOOKUP(Map_Gas_Mid[[#This Row],[Measure]],'Measure Descriptions'!$B$10:$H$46,CI$99,FALSE)<>\"\",VLOOKUP(Map_Gas_Mid[[#This Row],[Measure]],'Measure Descriptions'!$B$10:$H$46,CI$99,FALSE),\"\"),\"\")","v":""},{"$f":"IF($BA179<>\"\",IF(VLOOKUP(Map_Gas_Mid[[#This Row],[Measure]],'Measure Descriptions'!$B$10:$H$46,CJ$99,FALSE)<>\"\",VLOOKUP(Map_Gas_Mid[[#This Row],[Measure]],'Measure Descriptions'!$B$10:$H$46,CJ$99,FALSE),\"\"),\"\")","v":""},{"$f":"IF($BA179<>\"\",IF(VLOOKUP(Map_Gas_Mid[[#This Row],[Measure]],'Measure Descriptions'!$B$10:$H$46,CK$99,FALSE)<>\"\",VLOOKUP(Map_Gas_Mid[[#This Row],[Measure]],'Measure Descriptions'!$B$10:$H$46,CK$99,FALSE),\"\"),\"\")","v":""},{"$f":"IF($BA179<>\"\",IF(VLOOKUP(Map_Gas_Mid[[#This Row],[Measure]],'Measure Descriptions'!$B$10:$H$46,CL$99,FALSE)<>\"\",VLOOKUP(Map_Gas_Mid[[#This Row],[Measure]],'Measure Descriptions'!$B$10:$H$46,CL$99,FALSE),\"\"),\"\")","v":""},{"$f":"IF($BA179<>\"\",IF(VLOOKUP(Map_Gas_Mid[[#This Row],[Measure]],'Measure Descriptions'!$B$10:$H$46,CM$99,FALSE)<>\"\",VLOOKUP(Map_Gas_Mid[[#This Row],[Measure]],'Measure Descriptions'!$B$10:$H$46,CM$99,FALSE),\"\"),\"\")","v":""},{"$f":"IF($BA179<>\"\",IF(VLOOKUP(Map_Gas_Mid[[#This Row],[Measure]],'Measure Descriptions'!$B$10:$H$46,CN$99,FALSE)<>\"\",VLOOKUP(Map_Gas_Mid[[#This Row],[Measure]],'Measure Descriptions'!$B$10:$H$46,CN$99,FALSE),\"\"),\"\")","v":""},{"$f":"IF($BA179<>\"\",IF(INDIRECT(\"Measures!\"&CO$99&$BA179)<>\"\",INDIRECT(\"Measures!\"&CO$99&$BA179),\"\"),\"\")","v":""}]
[null,null,"","",{"$f":"IF($B180<>\"\",IF(INDIRECT(\"Measures!\"&E$99&$B180)<>\"\",INDIRECT(\"Measures!\"&E$99&$B180),\"\"),\"\")","v":""},{"$f":"IF($B180<>\"\",IF(INDIRECT(\"Measures!\"&F$99&$B180)<>\"\",INDIRECT(\"Measures!\"&F$99&$B180),\"\"),\"\")","v":""},{"$f":"IF($B180<>\"\",IF(INDIRECT(\"Measures!\"&G$99&$B180)<>\"\",INDIRECT(\"Measures!\"&G$99&$B180),\"\"),\"\")","v":""},{"$f":"IF($B180<>\"\",IF(INDIRECT(\"Measures!\"&H$99&$B180)<>\"\",INDIRECT(\"Measures!\"&H$99&$B180),\"\"),\"\")","v":""},{"$f":"IF($B180<>\"\",IF(INDIRECT(\"Measures!\"&I$99&$B180)<>\"\",INDIRECT(\"Measures!\"&I$99&$B180),\"\"),\"\")","v":""},{"$f":"IF($B180<>\"\",IF(INDIRECT(\"Measures!\"&J$99&$B180)<>\"\",INDIRECT(\"Measures!\"&J$99&$B180),\"\"),\"\")","v":""},{"$f":"IF($B180<>\"\",IF(INDIRECT(\"Measures!\"&K$99&$B180)<>\"\",INDIRECT(\"Measures!\"&K$99&$B180),\"\"),\"\")","v":""},{"$f":"IF($B180<>\"\",IF(INDIRECT(\"Measures!\"&L$99&$B180)<>\"\",INDIRECT(\"Measures!\"&L$99&$B180),\"\"),\"\")","v":""},{"$f":"IF($B180<>\"\",IF(INDIRECT(\"Measures!\"&M$99&$B180)<>\"\",INDIRECT(\"Measures!\"&M$99&$B180),\"\"),\"\")","v":""},{"$f":"IF($B180<>\"\",IF(INDIRECT(\"Measures!\"&N$99&$B180)<>\"\",INDIRECT(\"Measures!\"&N$99&$B180),\"\"),\"\")","v":""},{"$f":"IF($B180<>\"\",IF(INDIRECT(\"Measures!\"&O$99&$B180)<>\"\",INDIRECT(\"Measures!\"&O$99&$B180),\"\"),\"\")","v":""},{"$f":"IF($B180<>\"\",IF(INDIRECT(\"Measures!\"&P$99&$B180)<>\"\",INDIRECT(\"Measures!\"&P$99&$B180),\"\"),\"\")","v":""},{"$f":"IF($B180<>\"\",IF(INDIRECT(\"Measures!\"&Q$99&$B180)<>\"\",INDIRECT(\"Measures!\"&Q$99&$B180),\"\"),\"\")","v":""},{"$f":"IF($B180<>\"\",IF(INDIRECT(\"Measures!\"&R$99&$B180)<>\"\",INDIRECT(\"Measures!\"&R$99&$B180),\"\"),\"\")","v":""},{"$f":"IF($B180<>\"\",IF(INDIRECT(\"Measures!\"&S$99&$B180)<>\"\",INDIRECT(\"Measures!\"&S$99&$B180),\"\"),\"\")","v":""},{"$f":"IF($B180<>\"\",IF(INDIRECT(\"Measures!\"&T$99&$B180)<>\"\",INDIRECT(\"Measures!\"&T$99&$B180),\"\"),\"\")","v":""},{"$f":"IF($B180<>\"\",IF(INDIRECT(\"Measures!\"&U$99&$B180)<>\"\",INDIRECT(\"Measures!\"&U$99&$B180),\"\"),\"\")","v":""},{"$f":"IF($B180<>\"\",IF(INDIRECT(\"Measures!\"&V$99&$B180)<>\"\",INDIRECT(\"Measures!\"&V$99&$B180),\"\"),\"\")","v":""},{"$f":"IF($B180<>\"\",IF(INDIRECT(\"Measures!\"&W$99&$B180)<>\"\",INDIRECT(\"Measures!\"&W$99&$B180),\"\"),\"\")","v":""},{"$f":"IF($B180<>\"\",IF(INDIRECT(\"Measures!\"&X$99&$B180)<>\"\",INDIRECT(\"Measures!\"&X$99&$B180),\"\"),\"\")","v":""},{"$f":"IF($B180<>\"\",IF(INDIRECT(\"Measures!\"&Y$99&$B180)<>\"\",INDIRECT(\"Measures!\"&Y$99&$B180),\"\"),\"\")","v":""},{"$f":"IF($B180<>\"\",IF(INDIRECT(\"Measures!\"&Z$99&$B180)<>\"\",INDIRECT(\"Measures!\"&Z$99&$B180),\"\"),\"\")","v":""},{"$f":"IF($B180<>\"\",IF(INDIRECT(\"Measures!\"&AA$99&$B180)<>\"\",INDIRECT(\"Measures!\"&AA$99&$B180),\"\"),\"\")","v":""},{"$f":"IF($B180<>\"\",IF(INDIRECT(\"Measures!\"&AB$99&$B180)<>\"\",INDIRECT(\"Measures!\"&AB$99&$B180),\"\"),\"\")","v":""},{"$f":"IF($B180<>\"\",IF(INDIRECT(\"Measures!\"&AC$99&$B180)<>\"\",INDIRECT(\"Measures!\"&AC$99&$B180),\"\"),\"\")","v":""},{"$f":"IF($B180<>\"\",IF(INDIRECT(\"Measures!\"&AD$99&$B180)<>\"\",INDIRECT(\"Measures!\"&AD$99&$B180),\"\"),\"\")","v":""},{"$f":"IF($B180<>\"\",IF(INDIRECT(\"Measures!\"&AE$99&$B180)<>\"\",INDIRECT(\"Measures!\"&AE$99&$B180),\"\"),\"\")","v":""},{"$f":"IF($B180<>\"\",IF(INDIRECT(\"Measures!\"&AF$99&$B180)<>\"\",INDIRECT(\"Measures!\"&AF$99&$B180),\"\"),\"\")","v":""},{"$f":"IF($B180<>\"\",IF(INDIRECT(\"Measures!\"&AG$99&$B180)<>\"\",INDIRECT(\"Measures!\"&AG$99&$B180),\"\"),\"\")","v":""},{"$f":"IF($B180<>\"\",IF(INDIRECT(\"Measures!\"&AH$99&$B180)<>\"\",INDIRECT(\"Measures!\"&AH$99&$B180),\"\"),\"\")","v":""},{"$f":"INDEX('Measure Descriptions'!$A$10:$A$46,MATCH(Map_Elec_Mid[[#This Row],[Measure]],'Measure Descriptions'!$B$10:$B$46,0))","v":""},{"$f":"IF($B180<>\"\",IF(VLOOKUP(Map_Elec_Mid[[#This Row],[Measure]],'Measure Descriptions'!$B$10:$H$46,AJ$99,FALSE)<>\"\",VLOOKUP(Map_Elec_Mid[[#This Row],[Measure]],'Measure Descriptions'!$B$10:$H$46,AJ$99,FALSE),\"\"),\"\")","v":""},{"$f":"IF($B180<>\"\",IF(VLOOKUP(Map_Elec_Mid[[#This Row],[Measure]],'Measure Descriptions'!$B$10:$H$46,AK$99,FALSE)<>\"\",VLOOKUP(Map_Elec_Mid[[#This Row],[Measure]],'Measure Descriptions'!$B$10:$H$46,AK$99,FALSE),\"\"),\"\")","v":""},{"$f":"IF($B180<>\"\",IF(VLOOKUP(Map_Elec_Mid[[#This Row],[Measure]],'Measure Descriptions'!$B$10:$H$46,AL$99,FALSE)<>\"\",VLOOKUP(Map_Elec_Mid[[#This Row],[Measure]],'Measure Descriptions'!$B$10:$H$46,AL$99,FALSE),\"\"),\"\")","v":""},{"$f":"IF($B180<>\"\",IF(VLOOKUP(Map_Elec_Mid[[#This Row],[Measure]],'Measure Descriptions'!$B$10:$H$46,AM$99,FALSE)<>\"\",VLOOKUP(Map_Elec_Mid[[#This Row],[Measure]],'Measure Descriptions'!$B$10:$H$46,AM$99,FALSE),\"\"),\"\")","v":""},{"$f":"IF($B180<>\"\",IF(VLOOKUP(Map_Elec_Mid[[#This Row],[Measure]],'Measure Descriptions'!$B$10:$H$46,AN$99,FALSE)<>\"\",VLOOKUP(Map_Elec_Mid[[#This Row],[Measure]],'Measure Descriptions'!$B$10:$H$46,AN$99,FALSE),\"\"),\"\")","v":""},{"$f":"IF($B180<>\"\",IF(VLOOKUP(Map_Elec_Mid[[#This Row],[Measure]],'Measure Descriptions'!$B$10:$H$46,AO$99,FALSE)<>\"\",VLOOKUP(Map_Elec_Mid[[#This Row],[Measure]],'Measure Descriptions'!$B$10:$H$46,AO$99,FALSE),\"\"),\"\")","v":""},{"$f":"IF($B180<>\"\",IF(INDIRECT(\"Measures!\"&AP$99&$B180)<>\"\",INDIRECT(\"Measures!\"&AP$99&$B180),\"\"),\"\")","v":""},null,null,null,null,null,null,null,null,null,null,null,"","",{"$f":"IF($BA180<>\"\",IF(INDIRECT(\"Measures!\"&BD$99&$BA180)<>\"\",INDIRECT(\"Measures!\"&BD$99&$BA180),\"\"),\"\")","v":""},{"$f":"IF($BA180<>\"\",IF(INDIRECT(\"Measures!\"&BE$99&$BA180)<>\"\",INDIRECT(\"Measures!\"&BE$99&$BA180),\"\"),\"\")","v":""},{"$f":"IF($BA180<>\"\",IF(INDIRECT(\"Measures!\"&BF$99&$BA180)<>\"\",INDIRECT(\"Measures!\"&BF$99&$BA180),\"\"),\"\")","v":""},{"$f":"IF($BA180<>\"\",IF(INDIRECT(\"Measures!\"&BG$99&$BA180)<>\"\",INDIRECT(\"Measures!\"&BG$99&$BA180),\"\"),\"\")","v":""},{"$f":"IF($BA180<>\"\",IF(INDIRECT(\"Measures!\"&BH$99&$BA180)<>\"\",INDIRECT(\"Measures!\"&BH$99&$BA180),\"\"),\"\")","v":""},{"$f":"IF($BA180<>\"\",IF(INDIRECT(\"Measures!\"&BI$99&$BA180)<>\"\",INDIRECT(\"Measures!\"&BI$99&$BA180),\"\"),\"\")","v":""},{"$f":"IF($BA180<>\"\",IF(INDIRECT(\"Measures!\"&BJ$99&$BA180)<>\"\",INDIRECT(\"Measures!\"&BJ$99&$BA180),\"\"),\"\")","v":""},{"$f":"IF($BA180<>\"\",IF(INDIRECT(\"Measures!\"&BK$99&$BA180)<>\"\",INDIRECT(\"Measures!\"&BK$99&$BA180),\"\"),\"\")","v":""},{"$f":"IF($BA180<>\"\",IF(INDIRECT(\"Measures!\"&BL$99&$BA180)<>\"\",INDIRECT(\"Measures!\"&BL$99&$BA180),\"\"),\"\")","v":""},{"$f":"IF($BA180<>\"\",IF(INDIRECT(\"Measures!\"&BM$99&$BA180)<>\"\",INDIRECT(\"Measures!\"&BM$99&$BA180),\"\"),\"\")","v":""},{"$f":"IF($BA180<>\"\",IF(INDIRECT(\"Measures!\"&BN$99&$BA180)<>\"\",INDIRECT(\"Measures!\"&BN$99&$BA180),\"\"),\"\")","v":""},{"$f":"IF($BA180<>\"\",IF(INDIRECT(\"Measures!\"&BO$99&$BA180)<>\"\",INDIRECT(\"Measures!\"&BO$99&$BA180),\"\"),\"\")","v":""},{"$f":"IF($BA180<>\"\",IF(INDIRECT(\"Measures!\"&BP$99&$BA180)<>\"\",INDIRECT(\"Measures!\"&BP$99&$BA180),\"\"),\"\")","v":""},{"$f":"IF($BA180<>\"\",IF(INDIRECT(\"Measures!\"&BQ$99&$BA180)<>\"\",INDIRECT(\"Measures!\"&BQ$99&$BA180),\"\"),\"\")","v":""},{"$f":"IF($BA180<>\"\",IF(INDIRECT(\"Measures!\"&BR$99&$BA180)<>\"\",INDIRECT(\"Measures!\"&BR$99&$BA180),\"\"),\"\")","v":""},{"$f":"IF($BA180<>\"\",IF(INDIRECT(\"Measures!\"&BS$99&$BA180)<>\"\",INDIRECT(\"Measures!\"&BS$99&$BA180),\"\"),\"\")","v":""},{"$f":"IF($BA180<>\"\",IF(INDIRECT(\"Measures!\"&BT$99&$BA180)<>\"\",INDIRECT(\"Measures!\"&BT$99&$BA180),\"\"),\"\")","v":""},{"$f":"IF($BA180<>\"\",IF(INDIRECT(\"Measures!\"&BU$99&$BA180)<>\"\",INDIRECT(\"Measures!\"&BU$99&$BA180),\"\"),\"\")","v":""},{"$f":"IF($BA180<>\"\",IF(INDIRECT(\"Measures!\"&BV$99&$BA180)<>\"\",INDIRECT(\"Measures!\"&BV$99&$BA180),\"\"),\"\")","v":""},{"$f":"IF($BA180<>\"\",IF(INDIRECT(\"Measures!\"&BW$99&$BA180)<>\"\",INDIRECT(\"Measures!\"&BW$99&$BA180),\"\"),\"\")","v":""},{"$f":"IF($BA180<>\"\",IF(INDIRECT(\"Measures!\"&BX$99&$BA180)<>\"\",INDIRECT(\"Measures!\"&BX$99&$BA180),\"\"),\"\")","v":""},{"$f":"IF($BA180<>\"\",IF(INDIRECT(\"Measures!\"&BY$99&$BA180)<>\"\",INDIRECT(\"Measures!\"&BY$99&$BA180),\"\"),\"\")","v":""},{"$f":"IF($BA180<>\"\",IF(INDIRECT(\"Measures!\"&BZ$99&$BA180)<>\"\",INDIRECT(\"Measures!\"&BZ$99&$BA180),\"\"),\"\")","v":""},{"$f":"IF($BA180<>\"\",IF(INDIRECT(\"Measures!\"&CA$99&$BA180)<>\"\",INDIRECT(\"Measures!\"&CA$99&$BA180),\"\"),\"\")","v":""},{"$f":"IF($BA180<>\"\",IF(INDIRECT(\"Measures!\"&CB$99&$BA180)<>\"\",INDIRECT(\"Measures!\"&CB$99&$BA180),\"\"),\"\")","v":""},{"$f":"IF($BA180<>\"\",IF(INDIRECT(\"Measures!\"&CC$99&$BA180)<>\"\",INDIRECT(\"Measures!\"&CC$99&$BA180),\"\"),\"\")","v":""},{"$f":"IF($BA180<>\"\",IF(INDIRECT(\"Measures!\"&CD$99&$BA180)<>\"\",INDIRECT(\"Measures!\"&CD$99&$BA180),\"\"),\"\")","v":""},{"$f":"IF($BA180<>\"\",IF(INDIRECT(\"Measures!\"&CE$99&$BA180)<>\"\",INDIRECT(\"Measures!\"&CE$99&$BA180),\"\"),\"\")","v":""},{"$f":"IF($BA180<>\"\",IF(INDIRECT(\"Measures!\"&CF$99&$BA180)<>\"\",INDIRECT(\"Measures!\"&CF$99&$BA180),\"\"),\"\")","v":""},{"$f":"IF($BA180<>\"\",IF(INDIRECT(\"Measures!\"&CG$99&$BA180)<>\"\",INDIRECT(\"Measures!\"&CG$99&$BA180),\"\"),\"\")","v":""},{"$f":"INDEX('Measure Descriptions'!$A$10:$A$46,MATCH(Map_Gas_Mid[[#This Row],[Measure]],'Measure Descriptions'!$B$10:$B$46,0))","v":""},{"$f":"IF($BA180<>\"\",IF(VLOOKUP(Map_Gas_Mid[[#This Row],[Measure]],'Measure Descriptions'!$B$10:$H$46,CI$99,FALSE)<>\"\",VLOOKUP(Map_Gas_Mid[[#This Row],[Measure]],'Measure Descriptions'!$B$10:$H$46,CI$99,FALSE),\"\"),\"\")","v":""},{"$f":"IF($BA180<>\"\",IF(VLOOKUP(Map_Gas_Mid[[#This Row],[Measure]],'Measure Descriptions'!$B$10:$H$46,CJ$99,FALSE)<>\"\",VLOOKUP(Map_Gas_Mid[[#This Row],[Measure]],'Measure Descriptions'!$B$10:$H$46,CJ$99,FALSE),\"\"),\"\")","v":""},{"$f":"IF($BA180<>\"\",IF(VLOOKUP(Map_Gas_Mid[[#This Row],[Measure]],'Measure Descriptions'!$B$10:$H$46,CK$99,FALSE)<>\"\",VLOOKUP(Map_Gas_Mid[[#This Row],[Measure]],'Measure Descriptions'!$B$10:$H$46,CK$99,FALSE),\"\"),\"\")","v":""},{"$f":"IF($BA180<>\"\",IF(VLOOKUP(Map_Gas_Mid[[#This Row],[Measure]],'Measure Descriptions'!$B$10:$H$46,CL$99,FALSE)<>\"\",VLOOKUP(Map_Gas_Mid[[#This Row],[Measure]],'Measure Descriptions'!$B$10:$H$46,CL$99,FALSE),\"\"),\"\")","v":""},{"$f":"IF($BA180<>\"\",IF(VLOOKUP(Map_Gas_Mid[[#This Row],[Measure]],'Measure Descriptions'!$B$10:$H$46,CM$99,FALSE)<>\"\",VLOOKUP(Map_Gas_Mid[[#This Row],[Measure]],'Measure Descriptions'!$B$10:$H$46,CM$99,FALSE),\"\"),\"\")","v":""},{"$f":"IF($BA180<>\"\",IF(VLOOKUP(Map_Gas_Mid[[#This Row],[Measure]],'Measure Descriptions'!$B$10:$H$46,CN$99,FALSE)<>\"\",VLOOKUP(Map_Gas_Mid[[#This Row],[Measure]],'Measure Descriptions'!$B$10:$H$46,CN$99,FALSE),\"\"),\"\")","v":""},{"$f":"IF($BA180<>\"\",IF(INDIRECT(\"Measures!\"&CO$99&$BA180)<>\"\",INDIRECT(\"Measures!\"&CO$99&$BA180),\"\"),\"\")","v":""}]

{"sheet":"Version History","index":7,"n_rows":142,"n_cols":14,"rows_kept":142,"cut":false,"hidden":true,"merged":[[140,1,141,1],[135,1,137,1],[109,13,115,13],[118,4,127,4],[118,6,127,6],[118,8,127,8],[118,10,127,10],[118,12,127,12],[109,4,115,4],[109,6,115,6],[109,8,115,8],[109,10,115,10],[109,12,115,12],[100,4,106,4],[100,6,106,6],[100,8,106,8],[100,10,106,10],[100,12,106,12],[88,13,91,13],[82,4,85,4],[82,6,85,6],[82,8,85,8],[82,10,85,10],[82,11,85,11],[82,12,85,12],[88,4,97,4],[88,6,97,6],[88,8,97,8],[88,10,97,10],[88,12,97,12],[65,4,73,4],[65,6,73,6],[65,8,73,8],[65,10,73,10],[65,12,73,12],[76,4,79,4],[76,6,79,6],[76,8,79,8],[76,10,79,10],[76,12,79,12],[41,4,51,4],[41,6,51,6],[41,8,51,8],[41,10,51,10],[41,12,51,12],[54,4,62,4],[54,6,62,6],[54,8,62,8],[54,10,62,10],[54,12,62,12],[15,12,23,12],[26,4,38,4],[26,6,38,6],[26,8,38,8],[26,10,38,10],[26,12,38,12],[15,4,23,4],[15,6,23,6],[15,8,23,8],[15,10,23,10],[15,11,23,11],[1,4,12,4],[1,6,12,6],[1,8,12,8],[1,10,12,10],[1,12,12,12]]}
[null,null,null,null,"Update Date","Section A","Update Date","Section A","Update Date","Section A","Update Date","Section A","Update Date","Section A"]
[null,null,null,"Update Notes","2023-06-07","NO Changes","2022-11-03","No Change","2022-09-14","Added \n- NYSERDA Flextech Level 1+\nin Audit Type Dropdown","2022-05-17","Added\n- Audit Type \n- Reference Number\n- If Other\n- Technical Assistance Provider\n- Audit Report Date","2022-03-18"]
[null,null,null,null,null,null,null,null,null,"Building ID",null,"Building ID",null,"Building ID"]
[null,null,null,null,null,null,null,null,null,"Work Order Selection",null,"Work Order Selection",null,"Work Order Selection"]
[null,null,null,null,null,null,null,null,null,"Building Type Dropdown\n- Low Rise\n- High Rise",null,"Building Type Dropdown\n- Low Rise\n- High Rise",null,"Building Type Dropdown\n- Low Rise\n- High Rise"]
[null,null,null,null,null,null,null,null,null,"Implementer",null,"Implementer",null,"Implementer"]
[null,null,null,null,null,null,null,null,null,"Building SQFT",null,"Building SQFT",null,"Building SQFT"]
[null,null,null,null,null,null,null,null,null,"Facility Type\n- Set to Multifamily",null,"Facility Type\n- Set to Multifamily",null,"Facility Type\n- Set to Multifamily"]
[null,null,null,null,null,null,null,null,null,"Audit Type Dropdown\n- Assisted Walkthrough\n- ASHRAE Level 1\n- ASHRAE Level 2\n- IPNA\n- NYSERDA Flextech Level 1+\n- Others",null,"Audit Type Dropdown\n- Assisted Walkthrough\n- ASHRAE Level 1\n- ASHRAE Level 2\n- IPNA\n- Others"]
[null,null,null,null,null,null,null,null,null,"Reference Number",null,"Reference Number"]
[null,null,null,null,null,null,null,null,null,"If Other",null,"If Other"]
[null,null,null,null,null,null,null,null,null,"Technical Assistance Provider",null,"Technical Assistance Provider"]
[null,null,null,null,null,null,null,null,null,"Audit Report Date",null,"Audit Report Date"]
[]
[null,null,null,null,"Update Date","Section B","Update Date","Section B","Update Date","Section B","Update Date","Section B","Update Date","Section B"]
[null,null,null,"Update Notes","2023-06-07","NO Changes","2022-11-03","Added\n- NYPA in Electric Provider Dropdown","2022-09-14","Removed\n- National Grid in Electric Provider Dropdown","2022-05-17","No Change","2022-03-18"]
[null,null,null,null,null,null,null,"Electric Provider Dropdown\n- Con Edison\n- NYPA",null,"Electric Provider Dropdown\n- Con Edison\n- National Grid",null,null,null,"Electric Provider Dropdown\n- Con Edison\n- National Grid"]
[null,null,null,null,null,null,null,"Electric Account #",null,"Electric Account #",null,null,null,"Electric Account #"]
[null,null,null,null,null,null,null,"Electric Service Address",null,"Electric Service Address",null,null,null,"Electric Service Address"]
[null,null,null,null,null,null,null,"Electric Account Name",null,"Electric Account Name",null,null,null,"Electric Account Name"]
[null,null,null,null,null,null,null,"Gas Provider Dropdown\n- Con Edison\n- National Grid",null,"Gas Provider Dropdown\n- Con Edison\n- National Grid",null,null,null,"Gas Provider Dropdown\n- Con Edison\n- National Grid"]
[null,null,null,null,null,null,null,"Gas Account #",null,"Gas Account #",null,null,null,"Gas Account #"]
[null,null,null,null,null,null,null,"Gas Service Address",null,"Gas Service Address",null,null,null,"Gas Service Address"]
[null,null,null,null,null,null,null,"Gas Account Name",null,"Gas Account Name",null,null,null,"Gas Account Name"]
[]
[null,null,null,null,"Update Date","Section C","Update Date","Section C","Update Date","Section C","Update Date","Section C","Update Date","Section C"]
[null,null,null,"Update Notes","2023-06-07","NO Changes","2022-11-03","No Change","2022-09-14","No Change","2022-05-17","Removed\n- Decision Maker Position\n- Site Contact Position\n- HVAC Type Dropdown\n- Cooling Type Dropdown","2022-03-18"]
[null,null,null,null,null,null,null,null,null,null,null,"Portfolio Owner",null,"Decision Maker Name"]
[null,null,null,null,null,null,null,null,null,null,null,"Market Sector",null,"Decision Maker Position\n\n"]
[null,null,null,null,null,null,null,null,null,null,null,"Affordable Verified Date",null,"Site Contact Position"]
[null,null,null,null,null,null,null,null,null,null,null,"Building Age",null,"HVAC Type Dropdown\n- AC with Electric Heat\n- AC with Gas Heat\n- Electric Heat Only\n- Gas Heat Only\n- Heat Pump\n- AC with Other\n- District Steam"]
[null,null,null,null,null,null,null,null,null,null,null,"Common Area Ceiling Height",null,"Building Age Dropdown\n- 1940 & Prior\n- 1941 & 1978\n- 1979 & 2006\n- 2007-Present"]
[null,null,null,null,null,null,null,null,null,null,null,"Number of Apartment Units",null,"Cooling Type Dropdown\n- Heat Pump\n- Chillers\n- Package Units\n- Rooftop Units\n- Window Units"]
[null,null,null,null,null,null,null,null,null,null,null,"Number of Floors",null,"Affordable verified date"]
[null,null,null,null,null,null,null,null,null,null,null,null,null,"Common Area Ceiling Height"]
[null,null,null,null,null,null,null,null,null,null,null,null,null,"Number of apartment units"]
[null,null,null,null,null,null,null,null,null,null,null,null,null,"Number of Floors"]
[null,null,null,null,null,null,null,null,null,null,null,null,null,"Portfolio Owner"]
[null,null,null,null,null,null,null,null,null,null,null,null,null,"Market Sector"]
[]
[null,null,null,null,"Update Date","Section D","Update Date","Section D","Update Date","Section D","Update Date","Section D","Update Date","Section D"]
[null,null,null,"Update Notes","2023-06-07","Added\n- Boiler/Heat is in:\nUnitary system\nCentral system","2022-11-03","No Change","2022-09-14","No Change","2022-05-17","Removed\n- Heating Distribution Type\n- Existing Master Vent \n- TRV Body Style\n- TRV Notes\n- Radiator Pipe Size\n- TRC Gas\n- TRC Electric\n\nAdded\n- Heating Equipment Type\n- HVAC Type\n- Cooling Type","2022-03-18"]
[null,null,null,null,null,null,null,null,null,null,null,"Heating Equipment Type\n- Hot Water Boiler - Cast Iron\n- Hot Water Boiler - Steel Water\n- Hot Water Boiler - Steel Fire\n- Steam Boiler - Cast Iron\n- Steam Boiler - Steel Water\n- Steam Boiler - Steel Fire\n- Furnace\n- Heat Pump - Packaged\n- Heat Pump - Split System\n- Unit Heater - Gas Fired\n- Electric Resistance\n- Others",null,"Heating Distribution Type Dropdown\n- Not Applicable"]
[null,null,null,null,null,null,null,null,null,null,null,"Heating Type Dropdown\n- Steam 1 Pipe\n- Steam 2 Pipe\n- Hydronic\n- Furnace\n- Heat Pump\n- Electric Resistance\n- Other",null,"Heating Type Dropdown\n- Not Applicable"]
[null,null,null,null,null,null,null,null,null,null,null,"DHW Fuel Type Dropdown\n- Gas\n- Oil\n- Electric",null,"DHW Fuel Type Dropdown\n- Gas\n- Oil\n- Electric"]
[null,null,null,null,null,null,null,null,null,null,null,"Fuel Type Dropdown\n- ConEd Firm Gas\n- ConEd Interruptible Gas\n- NGRID Firm Gas\n- Interruptible Gas & Oil\n- Oil\n- Electric\n- OTG",null,"Fuel Type Dropdown\n- ConEd Firm Gas\n- ConEd Interruptible Gas\n- NGRID Firm Gas\n- Interruptible Gas & Oil\n- Oil\n- Electric\n- OTG"]
[null,null,null,null,null,null,null,null,null,null,null,"HVAC Type Dropdown\n- AC with Electric Heat\n- AC with Gas Heat\n- Electric Heat Only\n- Gas Heat Only\n- Heat Pump\n- AC with Other\n- District Steam\n- Other",null,"Existing Master Vent Dropdown\n- N/A"]
[null,null,null,null,null,null,null,null,null,null,null,"Cooling Type Dropdown\n- Heat Pump\n- Chillers\n- Package Units\n- Rooftop Units\n- Window Units\n- Other",null,"TRV Body Style"]
[null,null,null,null,null,null,null,null,null,null,null,null,null,"TRV Notes"]
[null,null,null,null,null,null,null,null,null,null,null,null,null,"Radiator Pipe Size"]
[null,null,null,null,null,null,null,null,null,null,null,null,null,"TRC Gas"]
[null,null,null,null,null,null,null,null,null,null,null,null,null,"TRC Electric"]
[]
[null,null,null,null,"Update Date","Section E","Update Date","Section E","Update Date","Section E","Update Date","Section E","Update Date","Section E"]
[null,null,null,"Update Notes","2023-06-07","NO Changes","2022-11-03","No change","2022-09-14","No Change","2022-05-17","Changed the format by overhauling entire cells\n- Building Owner\n- Property Management Co.\n- Participating Contractor\n- Superintendent\n- NYSERDA FlexTech Consultant\n- Decision Maker\n- Other","2022-03-18"]
[null,null,null,null,null,null,null,null,null,null,null,"Property Management Co.\n- Company Name\n- Contact Name\n- Contact Phone\n- Contact Email",null,"Energy Service Provider"]
[null,null,null,null,null,null,null,null,null,null,null,"Participating Contractor\n- Company Name\n- Contact Name\n- Contact Phone\n- Contact Email",null,"Energy Service Provider Company"]
[null,null,null,null,null,null,null,null,null,null,null,"Superintendent\n- Company Name\n- Contact Name\n- Contact Phone\n- Contact Email",null,"Energy Service Provider Address"]
[null,null,null,null,null,null,null,null,null,null,null,"NYSERDA FlexTech Consultant\n- Company Name\n- Contact Name\n- Contact Phone\n- Contact Email",null,"Owner's Agreement Date"]
[null,null,null,null,null,null,null,null,null,null,null,"Decision Maker\n- Company Name\n- Contact Name\n- Contact Phone\n- Contact Email",null,"Participating Contractor Name"]
[null,null,null,null,null,null,null,null,null,null,null,"Other\n- Company Name\n- Contact Name\n- Contact Phone\n- Contact Email",null,"Participating Contractor Company"]
[null,null,null,null,null,null,null,null,null,null,null,null,null,"Participating Contractor Address"]
[null,null,null,null,null,null,null,null,null,null,null,null,null,"Opportunity Source Dropdown\n- NG - Michael Harrison\n- NG - Chris Lima\n- NG - Laura McNeill\n- NG - Ron Angst\n- NG - Steven Brennan\n- KC3\n- Participating Contractor\n- Willdan\n- National Grid\n- Chain Account\n- ConEd Mailer\n- ConEd Referral\n- ConEd Website\n- Customer called Willdan\n- Event\n- Hotline\n- Social Media\n- Retrofit Accelerator\n- BlocPower"]
[]
[null,null,null,null,"Update Date","Section F","Update Date","Section F","Update Date","Section F","Update Date","Section F","Update Date","Section F"]
[null,null,null,"Update Notes","2023-06-07","NO Changes","2022-11-03","No Change","2022-09-14","No Changes","2022-05-17","Removed\n- Deep/Non-Deep\n- Incentive per kWh\n- Incentive per Therm\n- % of Time Boiler Runs on Gas\n- Peak Day kW Saving\n- Peak Day Dth Saving\n\nAdded\n- Annualized Oil Consumption","2022-03-18"]
[null,null,null,null,null,null,null,null,null,null,null,"Annualized kWh Consumption",null,"Deep/Non-Deep"]
[null,null,null,null,null,null,null,null,null,null,null,"Annualized Therm Consumption",null,"Incentive per kWh"]
[null,null,null,null,null,null,null,null,null,null,null,"Annualized Oil Consumption",null,"Incentive per Therm"]
[null,null,null,null,null,null,null,null,null,null,null,"Annualized Steam Consumption",null,"% of Time Boiler Runs on Gas"]
[null,null,null,null,null,null,null,null,null,null,null,null,null,"Peak Day kW Saving "]
[null,null,null,null,null,null,null,null,null,null,null,null,null,"Peak Day Dth Saving"]
[null,null,null,null,null,null,null,null,null,null,null,null,null,"Annualized kWh Consumption"]
[null,null,null,null,null,null,null,null,null,null,null,null,null,"Annualized Therm Consumption"]
[]
[null,null,null,null,"Update Date","Section G","Update Date","Section G","Update Date","Section G","Update Date","Section G","Update Date","Section G"]
[null,null,null,"Update Notes","2023-06-07","NO Changes","2022-11-03","No Change","2022-09-14","No Change","2022-05-17","Removed\n- Custom Baseline Efficiency\n\nAdded\n- Tentative Installation Start Date\n- Tentative Mid Project Completion Date\n- Tentative Final Completion Date","2022-03-18"]
[null,null,null,null,null,null,null,null,null,null,null,"Tentative Installsation Start Date",null,"Tentative Install Date"]
[null,null,null,null,null,null,null,null,null,null,null,"Tentative Mid Project Completion Date",null,"Custom Baseline Efficiency"]
[null,null,null,null,null,null,null,null,null,null,null,"Tentative Final Completion Date"]
[]
[null,null,null,null,"Update Date","Section H","Update Date","Section H","Update Date","Section H","Update Date","Section H","Update Date","Section H"]
[null,null,null,"Update Notes","2023-06-07","NO Changes","2022-11-03","No Change","2022-09-14","No Change","2022-05-17","No change","2022-03-18"]
[null,null,null,null,null,null,null,null,null,null,null,null,null,"Payee"]
[null,null,null,null,null,null,null,null,null,null,null,null,null,"Tax Payer ID"]
[null,null,null,null,null,null,null,null,null,null,null,null,null,"Payee Address"]
[]
[null,null,null,null,"Update Date","MACROS","Update Date","MACROS","Update Date","MACROS","Update Date","MACROS","Update Date","MACROS"]
[null,null,null,"Update Notes","2023-06-07","NO Changes","2022-11-03","Removed\n- Scope Summary for Inspections\n\nFixed\n- Inspection Workbooks","2022-09-14","Added \n- Inspection Workbooks\nNot working at this time","2022-05-17","Added\n- SOW & Installation Timeline\n- Scope Summary for Inspections\n- Preliminary Incentive Offer Letter","2022-03-18","Empty"]
[null,null,null,null,null,null,null,"SOW & Installation Timeline",null,"SOW & Installation Timeline",null,"SOW & Installation Timeline"]
[null,null,null,null,null,null,null,"Preliminary Incentive Offer Letter",null,"Scope Summary for Inspections",null,"Scope Summary for Inspections"]
[null,null,null,null,null,null,null,"Inspection Report Template",null,"Preliminary Incentive Offer Letter",null,"Preliminary Incentive Offer Letter"]
[null,null,null,null,null,null,null,"Common Area Lighting Inspection Workbook",null,"Inspection Report Template"]
[null,null,null,null,null,null,null,"Air Sealing inspection workbook",null,"Common Area Lighting Inspection Workbook"]
[null,null,null,null,null,null,null,"Building Envelope Inspection Workbook",null,"Air Sealing inspection workbook"]
[null,null,null,null,null,null,null,"Pipe Insulation inspection workbooik",null,"Building Envelope Inspection Workbook"]
[null,null,null,null,null,null,null,"In-Unit Inspection Workbook",null,"Pipe Insulation inspection workbooik"]
[null,null,null,null,null,null,null,null,null,"In-Unit Inspection Workbook"]
[]
[null,null,null,null,"Update Date","Measures","Update Date","Measures","Update Date","Measures","Update Date","Measures","Update Date","Measures"]
[null,null,null,"Update Notes","2023-06-07","Changed how the pump measures are shown\n- Pumps - Hydronic Space Conditioning\n- Pumps - Domestic Water Usage\n\nChanged the formulas for some of the measures that need co-requisite to get points","2022-11-03","Changed the format\n- Moved the columns for the measure Yes/No to the Column H to J from Column M to O","2022-09-14","Changed \n- Gas Savings (Dth)\nto\n- Gas Savings (Therms)","2022-04-14","Added\n- Quantity to be Installed\nper each  measure\n- Building Installation Minimum\n- Previous Installation Maximum\n- Points Earned (Mid Project)\n- Estimated Installation Date\n- Estimated Completion Date\n- Yes/No for measures","2022-03-18"]
[null,null,null,null,null,null,null,null,null,"Classified measures to either Electric or Gas or Electric/Gas",null,"Classified measures to either Electric or Gas or Electric/Gas",null,"Measures are not classified to either Electric or Gas or Electric/Gas"]
[null,null,null,null,null,null,null,null,null,"Measures are checked Yes or No\n- Identified measures in the Energy Audit\n- Identify measures which are part of project scope\n- Identify measures for mid-project scope",null,"Measures are checked Yes or No\n- Identified measures in the Energy Audit\n- Identify measures which are part of project scope\n- Identify measures for mid-project scope",null,"Measures are checked O or X"]
[null,null,null,null,null,null,null,null,null,"Electric savings are noted as kWh",null,"Electric savings are noted as kWh",null,"Electric savings are noted as kWh"]
[null,null,null,null,null,null,null,null,null,"Gas savings are noted as Dth",null,"Gas savings are noted as Dth",null,"Gas savings are noted as Dth"]
[null,null,null,null,null,null,null,null,null,"Cost cells:\n- Material Cost\n- Labor Cost\n- Total Cost",null,"Cost cells:\n- Material Cost\n- Labor Cost\n- Total Cost",null,"Cost cells:\n- Material Cost\n- Labor Cost\n- Total Cost"]
[null,null,null,null,null,null,null,null,null,"Desk Review Savings have cells:\n- Electric Savings (kW)\n- Electric Savings (kWh)\n- Electric Savings (MMBtu)\n- Gas Savings (Dth Therms)\n- Gas Savings (MMBtu)\n- Total MMBtu Savings",null,"Desk Review Savings have cells:\n- Electric Savings (kW)\n- Electric Savings (kWh)\n- Electric Savings (MMBtu)\n- Gas Savings (Dth)\n- Gas Savings (MMBtu)\n- Total MMBtu Savings",null,"Desk Review Savings have cells:\n- Electric Savings (kW)\n- Electric Savings (kWh)\n- Electric Savings (MMBtu)\n- Gas Savings (Dth)\n- Gas Savings (MMBtu)\n- Total MMBtu Savings"]
[]
[null,null,null,null,"Update Date","Measure Description","Update Date","Measure Description","Update Date","Measure Description","Update Date","Measure Description","Update Date","Measure Description"]
[null,null,null,"Update Notes","2023-06-07","NO Changes","2022-11-03","No Changes","2022-09-14","No Changes","2022-04-14","This tab will bring whatever measures indicated on Measures tab\n- Measure # (autofilled)\n-  Measure Name (autofilled)","2022-03-18","Empty"]
[null,null,null,null,null,null,null,null,null,null,null,"Measure Category"]
[null,null,null,null,null,null,null,null,null,null,null,"Measure Classification\n- Replacement\n- Retrofit\n- New Equipment\n- Other"]
[null,null,null,null,null,null,null,null,null,null,null,"Existing Conditions"]
[null,null,null,null,null,null,null,null,null,null,null,"Measure Description"]
[null,null,null,null,null,null,null,null,null,null,null,"Important Assumptions"]
[null,null,null,null,null,null,null,null,null,null,null,"Measure Location"]
[]
[null,null,null,null,"Update Date","Summary","Update Date","Summary","Update Date","Summary","Update Date","Summary","Update Date","Summary"]
[null,null,null,"Update Notes","2023-06-07","NO Changes","2022-11-03","Added \n- % of Building's Electric Usage\n- % of Building's Gas Usage","2022-09-14","Changed \n- Gas Savings (Dth)\nto\n- Gas Savings (Therms)","2022-04-14","Added \n- Project Cost","2022-03-18","Shows following cells below per\n- Mid Project\n- Balance\n- Total"]
[null,null,null,null,null,null,null,"Total Measures implemented",null,"Total Measures implemented",null,"Total Measures implemented",null,"Total Measures implemented"]
[null,null,null,null,null,null,null,"Total Points Earned",null,"Total Points Earned",null,"Total Points Earned",null,"Total Points Earned"]
[null,null,null,null,null,null,null,"Building Units",null,"Building Units",null,"Building Units",null,"Building Units"]
[null,null,null,null,null,null,null,"Savings Shown:\nElectric kWh\nGas Therms\nElectric MMBtu\nGas MMBtu\nTotal MMBtu",null,"Savings Shown:\nElectric kWh\nGas Dth Therms\nElectric MMBtu\nGas MMBtu\nTotal MMBtu",null,"Savings Shown:\nElectric kWh\nGas Dth\nElectric MMBtu\nGas MMBtu\nTotal MMBtu",null,"Savings Shown:\nElectric kWh\nGas Dth\nElectric MMBtu\nGas MMBtu\nTotal MMBtu"]
[null,null,null,null,null,null,null,"Incentive Shown:\nElectric Incentive\nGas Incentive\nTotal Incentive",null,"Incentive Shown:\nElectric Incentive\nGas Incentive\nTotal Incentive",null,"Incentive Shown:\nElectric Incentive\nGas Incentive\nTotal Incentive",null,"Incentive Shown:\nElectric Incentive\nGas Incentive\nTotal Incentive"]
[null,null,null,null,null,null,null,"Incentive per Savings Shown:\nElectric ($/kWh)\nGas ($/Therms)",null,"Incentive per Savings Shown:\nElectric ($/kWh)\nGas ($/Dth Therms)",null,"Incentive per Savings Shown:\nElectric ($/kWh)\nGas ($/Dth)",null,"Incentive per Savings Shown:\nElectric ($/kWh)\nGas ($/Dth)"]
[null,null,null,null,null,null,null,"Project Cost:\nMaterial Cost\nLabor Cost\nTotal Cost",null,"Project Cost:\nMaterial Cost\nLabor Cost\nTotal Cost",null,"Project Cost:\nMaterial Cost\nLabor Cost\nTotal Cost"]
[null,null,null,null,null,null,null,"% of Building's Electric Usage"]
[null,null,null,null,null,null,null,"% of Building's Gas Usage"]
[]
[]
[]
[]
[null,"900.0/900.0.01","01/25/2024"]
[null,"Section","Updates","Requested by/Assigned to"]
[null,"Customer Info","Added a few new field as requested by Program Team or Coned.","Isha/Charmaine"]
[null,"Measures","Added Cool roof back for 900.0.01 to convert old tool versions with the Cool roof row.","Isha/Charmaine"]
[null,null,"Added formulas/values for columns like Dth/EUL","Isha/Charmaine"]
[null,null,"Added hidden columns for mapping and data collection purpose.","Isha/Charmaine"]
[null,"SMART Data Entry WO","Added Mapping tables for WO Level Data","Isha/Charmaine"]
[null,"SMART Data Entry Measure","Added Mapping tables for Measure Level Data","Isha/Charmaine"]
[null,"Macros","Fixed Printing Macros","Isha/Charmaine"]
[null,null,"Created Version Upgrade Macros for older tools prior to 900.0/900.0.01","Isha/Charmaine"]

{"sheet":"Input Setting","index":8,"n_rows":335,"n_cols":16384,"rows_kept":335,"cut":false,"hidden":true,"merged":[[3,18,3,22],[3,23,3,27],[3,30,3,34],[14,3,14,5],[14,6,14,9],[99,2,99,7],[99,8,99,13],[138,5,138,6],[149,6,149,7],[15,35,15,39],[26,8,26,9],[28,18,28,22],[28,30,28,34],[83,2,83,4],[83,5,83,6],[15,18,15,22],[15,23,15,27],[15,30,15,34]]}
[null,null,null,null,null,null,null,null,null,null,null,null,null,null,null,null,null,null,null,null,null,null,null,null,null,null,null,null,null,null,null,null,null,null,null,null,null,null,null,null,null,null,null,"self reported hours - lobby, corridor, stairwell location keyword",null,"Floor Number ",null,"Locations"]
[null,"Description","Value",null,"Market Sector","Cooling Type","Heating Distribution Type","Heating Type","DHW Fuel Type","Heating Fuel Type","TRV Body Style","Radiator Pipe Size","Bi-level Location","No Boiler Unit","Master vent","Opportunity Source",null,"Low-Rise",null,null,null,null,null,null,null,null,null,null,null,null,null,null,null,null,null,null,null,null,null,null,null,null,null,"Lobby",null,"Exterior",null,"Exterior"]
[null,"Lighting Limit",10,null,"Affordable/Public Housing","Heat Pump","Hot Water Boiler - Steel Water","Steam 1 Pipe","Gas","ConEd Firm Gas","Straight","1/2''","Stairwell","<10","Yes","NG - Michael Harrison",null,null,null,null,null,null,null,null,null,null,null,null,null,null,null,null,null,null,null,null,null,null,null,null,null,null,null,"Entrance",null,"Parking Lot",null,"Basement/ mechanical/storage"]
[null,"Showerhead Limit",2,null,"Affordable/Private","Chillers","Hot Water Boiler - Steel Fire","Steam 2 Pipe","Oil","ConEd Interruptible Gas","Angle","3/4''","Corridor","10-19","No","NG - Chris Lima",null,"Wall","AC with Gas Heat",null,null,null,null,"Gas Heat no AC",null,null,null,null,null,"Roof","AC with Gas Heat",null,null,null,null,"* Gas Heat Only uses the same values",null,null,null,null,null,null,null,"Entry",null,"Garage",null,"Community (i.e. bathroom, gym, rec room, or other shared amenities)"]
[null,"Bath Aerator Limit",4,null,"Affordable Co-op/Condo","Package Units","Hot Water Boiler - Cast Iron","Hydronic","Electric","NGRID Firm Gas","Horizontal Angle","1''","Parking Garage","20-40","N/A","NG - Laura McNeill",null,null,0,11,13,17,19,0,11,13,17,19,null,null,0,11,19,30,38,null,null,null,null,null,null,null,null,"Front",null,"Tunnel",null,"Hallway"]
[null,"Kitchen Aerator Limit",4,null,"Co-op/Condo","Rooftop Units","Steam Boiler - Steel Water","Furnace",null,"Interruptible Gas & Oil","N/A","1.125''","Parking Lot","41-99",null,"NG - Ron Angst",null,11,44.1,null,null,null,null,44.1,null,null,null,null,null,11,181.6,null,null,null,null,null,null,null,null,null,null,null,null,"Main",null,"Roof",null,"Stairwell"]
[null,"TRV Limit",4,null,"Rentals","Window Units","Steam Boiler - Steel Fire","Heat Pump",null,"Oil",null,"1.5''","N/A","100+",null,"NG - Steven Brennan",null,13,59.1,14.9,null,null,null,59.1,14.9,null,null,null,null,19,214.3,32.700000000000003,null,null,null,null,null,null,null,null,null,null,null,"Foyer",null,"Basement",null,"Lobby"]
[null,"EMS Minimum Unit",20,null,"Affordable","Other","Steam Boiler - Cast Iron","Electric Resistance",null,"Electric",null,"N/A",null,null,null,"KC3",null,17,78.900000000000006,34.700000000000003,19.8,null,null,78.900000000000006,34.700000000000003,19.8,null,null,null,30,235.4,53.9,21.2,null,null,null,null,null,null,null,null,null,null,"Reception",null,"Sub Basement",null,"Office"]
[null,"Default Row Increment (Unit)",50,null,null,null,"Furnace","Other",null,"OTG",null,null,null,null,null,"Participating Contractor",null,19,86,41.9,26.9,7.1,null,86,41.9,26.9,7.1,null,null,38,243.9,62.3,29.6,8.4,null,null,null,null,null,null,null,null,null,"Vestibule",null,"Penthouse",null,"Other"]
[null,"Default Row Increment (Gas)",5,null,null,null,null,null,null,null,null,null,null,null,null,"Willdan",null,21,92.1,47.9,33,13.2,6.1,92.1,47.9,33,13.2,6.1,null,49,251,69.400000000000006,36.700000000000003,15.5,7.1,null,null,null,null,null,null,null,null,"Main",null,"Mezzanine"]
[null,"Default Row Increment (Electric)",10,null,null,null,null,null,null,null,null,null,null,null,null,"National Grid",null,25,101.6,57.4,42.5,22.7,15.6,101.7,57.6,42.7,22.8,15.7,null,60,256.10000000000002,74.5,41.8,20.6,12.2,null,null,null,null,null,null,null,null,"Ground",null,"Ground"]
[null,"Default Row Increment (HVAC)",5,null,null,null,null,null,null,null,null,null,null,null,null,"Chain Account",null,27,105.1,61,46.1,26.3,19.100000000000001,105.1,61,46.1,26.3,19.100000000000001,null,null,null,null,null,null,null,null,null,null,null,null,null,null,null,"Passage",null,"Stairs"]
[null,null,null,null,null,null,"N/A",null,null,null,null,null,null,null,null,"ConEd Mailer",null,null,null,null,null,null,null,null,null,null,null,null,null,null,null,null,null,null,null,null,null,null,null,null,null,null,null,"Opening",null,"Hallway"]
[null,null,null,null,null,null,null,null,null,null,null,null,null,null,null,"ConEd Referral",null,"High-Rise",null,null,null,null,null,null,null,null,null,null,null,null,null,null,null,null,null,null,null,null,null,null,null,null,null,"Lounge",null,"Other"]
[null,"HVAC Type","HVAC Type HR Options","HVAC Interactive Effects Coefficients",null,null,"Heating Pipe Insulation Full Load Hours (FLH)",null,null,null,"Boiler Full Load Hours (FLH)",null,null,null,null,"ConEd Website",null,null,null,null,null,null,null,null,null,null,null,null,null,null,null,null,null,null,null,null,null,null,null,null,null,null,null,"Stair",null,1]
[null,"AC with Electric Heat","AC with Other","HVACc (kWh)","HVACd (kW)","HVACg","1940 & Prior","1941-1978","1979-2006","2007-Now","1940 & Prior","1941-1978","1979-2006","2007-Now",null,"Customer Called Willdan",null,"Wall","Chiller and Boiler with FPFC",null,null,null,null,"Steam Boiler Only",null,null,null,null,null,"Roof","Chiller and Boiler with FPFC",null,null,null,null,"Steam Boiler Only",null,null,null,null,null,null,null,"Hall",null,2]
[null,"AC with Gas Heat","District Steam",-0.26,0.13600000000000001,0,999,757,723,503,999,757,723,503,null,"Event",null,null,0,11,13,17,19,0,11,13,17,19,null,null,0,11,19,30,38,0,11,19,30,38,null,null,null,"Corridor",null,3]
[null,"Electric Heat only","Fan Coil with Chiller and Hot Water Boiler",5.5E-2,0.13600000000000001,-1.6E-2,999,757,723,503,999,757,723,503,null,"Hotline",null,11,35.5,null,null,null,null,39.6,null,null,null,null,null,11,285.89999999999998,null,null,null,null,318.5,null,null,null,null,null,null,null,null,null,4]
[null,"Gas Heat only","Steam Heat only",-0.32,0,0,999,757,723,503,999,757,723,503,null,"Social Media",null,13,46.2,10.7,null,null,null,51.5,11.9,null,null,null,null,19,333.4,47.5,null,null,null,371.5,52.9,null,null,null,null,null,null,"Lobby Entrance Entry Front Main Foyer Reception Vestibule Ground Passage Opening Lounge Stair Hall Corridor",null,5,null,null,null,null,null,null,null,null,null,null,"Exterior, Parking Lot, Roof, Basement, Sub Basement, Penthouse, Mezzanine, Ground, 1 - 150, Other"]
[null,"Heat Pump",null,-5.0000000000000001E-3,0,-1.6E-2,999,757,723,503,999,757,723,503,null,"Trade Ally Referral",null,17,61.2,25.7,15,null,null,68.2,28.6,16.8,null,null,null,30,361.7,75.8,28.3,null,null,403,84.5,31.5,null,null,null,null,null,null,null,6]
[null,"AC with Other",null,-6.4000000000000001E-2,0.16300000000000001,0,999,757,723,503,999,757,723,503,null,"Willdan Cold Call",null,19,66.5,30.9,20.3,5.2,null,74.099999999999994,34.5,22.6,5.8,null,null,38,373.5,87.7,40.1,11.8,null,416.2,97.7,44.7,13.2,null,null,null,null,null,null,7]
[null,"District Steam",null,0,0,0,null,null,null,null,null,null,null,null,null,"Retrofit Accelerator",null,21,71.099999999999994,35.5,24.9,9.8000000000000007,4.5999999999999996,79.2,39.6,27.7,10.9,5.0999999999999996,null,49,382.9,97,49.5,21.2,9.4,426.6,108.1,55.2,23.6,10.5,null,null,null,null,null,8]
[null,"Other",null,0,0,0,null,null,null,null,null,null,null,null,null,"Blocpower",null,25,78.3,42.8,32.1,17.100000000000001,11.9,87.3,47.7,35.799999999999997,19,13.2,null,60,390.3,104.4,56.9,28.6,16.7,434.9,116.3,63.4,31.8,18.7,null,null,null,null,null,9]
[null,null,null,0.10100000000000001,0.19400000000000001,-2.1000000000000001E-2,3240,3240,3240,3240,1012,526,395,219,null,"WAP Agency",null,27,81,45.5,34.799999999999997,19.8,14.6,90.3,50.7,38.799999999999997,22.1,16.2,null,null,null,null,null,null,null,null,null,null,null,null,null,null,null,null,null,10]
[null,null,null,0,0,-2.4E-2,0,0,0,0,0,0,0,0,null,null,null,null,null,null,null,null,null,null,null,null,null,null,null,null,null,null,null,null,null,null,null,null,null,null,null,null,null,null,null,11]
[null,null,null,null,null,null,null,null,null,null,null,null,null,null,null,null,null,null,null,null,null,null,null,null,null,null,null,null,null,null,null,null,null,null,null,null,null,null,null,null,null,null,null,null,null,12]
[null,"Insulation thickness","Fiberglass",null,"Roof and Wall Insulation Type","Total Market Rate Incentive including bonus","Total Affordable Incentive including bonus",null,"BQ kW Saving Constants",null,null,null,null,null,null,null,null,"Combined",null,null,null,null,null,null,null,null,null,null,null,null,null,null,null,null,null,null,null,null,null,null,null,null,null,null,null,13]
[null,1,0.13,null,"R-11 added",1.25,2.5,null,"DSF",0.3,null,"AUDIT TYPE",null,null,null,null,null,null,null,null,null,null,null,null,null,null,null,null,null,null,null,null,null,null,null,null,null,null,null,null,null,null,null,null,null,14]
[null,2,0.2,null,"R-13 added",1.25,2.5,null,"Bi-Level_WOC_Rate",0.5,null,"Assisted Walk Through",null,null,null,null,null,"Wall",{"$f":"IF(BuildingType=\"Low-Rise\",IF(HVACType=\"AC with Gas Heat\",\"AC with Gas Heat\",IF(HVACType=\"Gas Heat Only\",\"Gas Heat no AC\",\"\")),IF(HVACType=\"Fan Coil with Chiller and Hot Water Boiler\",\"Chiller and Boiler with FPFC\",IF(HVACType=\"Steam Heat only\",\"Steam Boiler Only\",\"\")))","v":""},null,null,null,null,null,null,null,null,null,null,"Roof",{"$f":"IF(BuildingType=\"Low-Rise\",IF(HVACType=\"AC with Gas Heat\",\"AC with Gas Heat\",IF(HVACType=\"Gas Heat Only\",\"Gas Heat no AC\",\"\")),IF(HVACType=\"Fan Coil with Chiller and Hot Water Boiler\",\"Chiller and Boiler with FPFC\",IF(HVACType=\"Steam Heat only\",\"Steam Boiler Only\",\"\")))","v":""},null,null,null,null,null,null,null,null,null,null,null,null,null,null,15]
[null,null,null,null,"R-17 added",1.25,2.5,null,"Bi-Level_FLH_Unoccupied",8322,null,"ASHRAE Level 1",null,null,null,null,null,null,0,11,13,17,19,null,null,null,null,null,null,null,0,11,19,30,38,null,null,null,null,null,null,null,null,null,null,16]
[null,null,null,null,"R-19 added",2.5,5,null,"Bi-Level_Burn_Hours",8760,null,"ASHRAE Level 2",null,null,null,null,null,"R-11 added",{"$f":"IF(BuildingType=\"Low-Rise\",IF(HVACType=\"AC with Gas Heat\",S6,IF(HVACType=\"Gas Heat Only\",X6,\"\")),IF(HVACType=\"Fan Coil with Chiller and Hot Water Boiler\",S18,IF(HVACType=\"Steam Heat only\",X18,\"\")))","v":""},0,0,0,0,null,null,null,null,null,null,"R-11 added",{"$f":"IF(BuildingType=\"Low-Rise\",IF(OR(HVACType=\"AC with Gas Heat\",HVACType=\"Gas Heat only\"),AE6,\"\"),IF(HVACType=\"Fan Coil with Chiller and Hot Water Boiler\",AE18,IF(HVACType=\"Steam Heat only\",AJ18,\"\")))","v":""},0,0,0,0,null,null,null,null,null,null,null,null,null,null,17]
[null,null,null,null,"R-21 added",2.5,5,null,null,null,null,"IPNA",null,null,null,null,null,"R-13 added","",{"$f":"IF(BuildingType=\"Low-Rise\",IF(HVACType=\"AC with Gas Heat\",T7,IF(HVACType=\"Gas Heat Only\",Y7,\"\")),IF(HVACType=\"Fan Coil with Chiller and Hot Water Boiler\",T19,IF(HVACType=\"Steam Heat only\",Y19,\"\")))","v":""},0,0,0,null,null,null,null,null,null,"R-19 added","",{"$f":"IF(BuildingType=\"Low-Rise\",IF(OR(HVACType=\"AC with Gas Heat\",HVACType=\"Gas Heat only\"),AF7,\"\"),IF(HVACType=\"Fan Coil with Chiller and Hot Water Boiler\",AF19,IF(HVACType=\"Steam Heat only\",AK19,\"\")))","v":""},0,0,0,null,null,null,null,null,null,null,null,null,null,18]
[null,"Existing Type List","Existing Type List Reference",null,"R-25 added",2.5,5,null,"Interior","InteriorFacilityTypes",null,"NYSERDA FlexTech Level 1+",null,null,null,null,null,"R-17 added","","",{"$f":"IF(BuildingType=\"Low-Rise\",IF(HVACType=\"AC with Gas Heat\",U8,IF(HVACType=\"Gas Heat Only\",Z8,\"\")),IF(HVACType=\"Fan Coil with Chiller and Hot Water Boiler\",U20,IF(HVACType=\"Steam Heat only\",Z20,\"\")))","v":""},0,0,null,null,null,null,null,null,"R-30 added","",{"$f":"IF(BuildingType=\"Low-Rise\",IF(OR(HVACType=\"AC with Gas Heat\",HVACType=\"Gas Heat only\"),AF8,\"\"),IF(HVACType=\"Fan Coil with Chiller and Hot Water Boiler\",AF20,IF(HVACType=\"Steam Heat only\",AK20,\"\")))","v":""},{"$f":"IF(BuildingType=\"Low-Rise\",IF(OR(HVACType=\"AC with Gas Heat\",HVACType=\"Gas Heat only\"),AG8,\"\"),IF(HVACType=\"Fan Coil with Chiller and Hot Water Boiler\",AG20,IF(HVACType=\"Steam Heat only\",AL20,\"\")))","v":""},0,0,null,null,null,null,null,null,null,null,null,null,19]
[null,"2' T12 FIXTURE",null,null,"R-27 added",2.5,5,null,"Exterior","ExteriorFacilityTypes",null,"Others",null,null,null,null,null,"R-19 added","","",{"$f":"IF(BuildingType=\"Low-Rise\",IF(HVACType=\"AC with Gas Heat\",U9,IF(HVACType=\"Gas Heat Only\",Z9,\"\")),IF(HVACType=\"Fan Coil with Chiller and Hot Water Boiler\",U21,IF(HVACType=\"Steam Heat only\",Z21,\"\")))","v":""},{"$f":"IF(BuildingType=\"Low-Rise\",IF(HVACType=\"AC with Gas Heat\",V9,IF(HVACType=\"Gas Heat Only\",AA9,\"\")),IF(HVACType=\"Fan Coil with Chiller and Hot Water Boiler\",V21,IF(HVACType=\"Steam Heat only\",AA21,\"\")))","v":""},0,null,null,null,null,null,null,"R-38 added","",{"$f":"IF(BuildingType=\"Low-Rise\",IF(OR(HVACType=\"AC with Gas Heat\",HVACType=\"Gas Heat only\"),AF9,\"\"),IF(HVACType=\"Fan Coil with Chiller and Hot Water Boiler\",AF21,IF(HVACType=\"Steam Heat only\",AK21,\"\")))","v":""},{"$f":"IF(BuildingType=\"Low-Rise\",IF(OR(HVACType=\"AC with Gas Heat\",HVACType=\"Gas Heat only\"),AG9,\"\"),IF(HVACType=\"Fan Coil with Chiller and Hot Water Boiler\",AG21,IF(HVACType=\"Steam Heat only\",AL21,\"\")))","v":""},{"$f":"IF(BuildingType=\"Low-Rise\",IF(OR(HVACType=\"AC with Gas Heat\",HVACType=\"Gas Heat only\"),AH9,\"\"),IF(HVACType=\"Fan Coil with Chiller and Hot Water Boiler\",AH21,IF(HVACType=\"Steam Heat only\",AM21,\"\")))","v":""},0,null,null,null,null,null,null,null,null,null,null,20]
[null,"2' T8 FIXTURE",null,null,"R-30 added",2.5,5,null,null,null,null,null,null,null,null,null,null,"R-21 added","","",{"$f":"IF(BuildingType=\"Low-Rise\",IF(HVACType=\"AC with Gas Heat\",U10,IF(HVACType=\"Gas Heat Only\",Z10,\"\")),IF(HVACType=\"Fan Coil with Chiller and Hot Water Boiler\",U22,IF(HVACType=\"Steam Heat only\",Z22,\"\")))","v":""},{"$f":"IF(BuildingType=\"Low-Rise\",IF(HVACType=\"AC with Gas Heat\",V10,IF(HVACType=\"Gas Heat Only\",AA10,\"\")),IF(HVACType=\"Fan Coil with Chiller and Hot Water Boiler\",V22,IF(HVACType=\"Steam Heat only\",AA22,\"\")))","v":""},{"$f":"IF(BuildingType=\"Low-Rise\",IF(HVACType=\"AC with Gas Heat\",W10,IF(HVACType=\"Gas Heat Only\",AB10,\"\")),IF(HVACType=\"Fan Coil with Chiller and Hot Water Boiler\",W22,IF(HVACType=\"Steam Heat only\",AB22,\"\")))","v":""},null,null,null,null,null,null,"R-49 added","",{"$f":"IF(BuildingType=\"Low-Rise\",IF(OR(HVACType=\"AC with Gas Heat\",HVACType=\"Gas Heat only\"),AF10,\"\"),IF(HVACType=\"Fan Coil with Chiller and Hot Water Boiler\",AF22,IF(HVACType=\"Steam Heat only\",AK22,\"\")))","v":""},{"$f":"IF(BuildingType=\"Low-Rise\",IF(OR(HVACType=\"AC with Gas Heat\",HVACType=\"Gas Heat only\"),AG10,\"\"),IF(HVACType=\"Fan Coil with Chiller and Hot Water Boiler\",AG22,IF(HVACType=\"Steam Heat only\",AL22,\"\")))","v":""},{"$f":"IF(BuildingType=\"Low-Rise\",IF(OR(HVACType=\"AC with Gas Heat\",HVACType=\"Gas Heat only\"),AH10,\"\"),IF(HVACType=\"Fan Coil with Chiller and Hot Water Boiler\",AH22,IF(HVACType=\"Steam Heat only\",AM22,\"\")))","v":""},{"$f":"IF(BuildingType=\"Low-Rise\",IF(OR(HVACType=\"AC with Gas Heat\",HVACType=\"Gas Heat only\"),AI10,\"\"),IF(HVACType=\"Fan Coil with Chiller and Hot Water Boiler\",AI22,IF(HVACType=\"Steam Heat only\",AN22,\"\")))","v":""},null,null,null,null,null,null,null,null,null,null,21]
[null,"3' T12 FIXTURE",null,null,"R-38 added",3.75,7.5,null,null,null,null,null,null,null,null,null,null,"R-25 added","","",{"$f":"IF(BuildingType=\"Low-Rise\",IF(HVACType=\"AC with Gas Heat\",U11,IF(HVACType=\"Gas Heat Only\",Z11,\"\")),IF(HVACType=\"Fan Coil with Chiller and Hot Water Boiler\",U23,IF(HVACType=\"Steam Heat only\",Z23,\"\")))","v":""},{"$f":"IF(BuildingType=\"Low-Rise\",IF(HVACType=\"AC with Gas Heat\",V11,IF(HVACType=\"Gas Heat Only\",AA11,\"\")),IF(HVACType=\"Fan Coil with Chiller and Hot Water Boiler\",V23,IF(HVACType=\"Steam Heat only\",AA23,\"\")))","v":""},{"$f":"IF(BuildingType=\"Low-Rise\",IF(HVACType=\"AC with Gas Heat\",W11,IF(HVACType=\"Gas Heat Only\",AB11,\"\")),IF(HVACType=\"Fan Coil with Chiller and Hot Water Boiler\",W23,IF(HVACType=\"Steam Heat only\",AB23,\"\")))","v":""},null,null,null,null,null,null,"R-60 added","",{"$f":"IF(BuildingType=\"Low-Rise\",IF(OR(HVACType=\"AC with Gas Heat\",HVACType=\"Gas Heat only\"),AF11,\"\"),IF(HVACType=\"Fan Coil with Chiller and Hot Water Boiler\",AF23,IF(HVACType=\"Steam Heat only\",AK23,\"\")))","v":""},{"$f":"IF(BuildingType=\"Low-Rise\",IF(OR(HVACType=\"AC with Gas Heat\",HVACType=\"Gas Heat only\"),AG11,\"\"),IF(HVACType=\"Fan Coil with Chiller and Hot Water Boiler\",AG23,IF(HVACType=\"Steam Heat only\",AL23,\"\")))","v":""},{"$f":"IF(BuildingType=\"Low-Rise\",IF(OR(HVACType=\"AC with Gas Heat\",HVACType=\"Gas Heat only\"),AH11,\"\"),IF(HVACType=\"Fan Coil with Chiller and Hot Water Boiler\",AH23,IF(HVACType=\"Steam Heat only\",AM23,\"\")))","v":""},{"$f":"IF(BuildingType=\"Low-Rise\",IF(OR(HVACType=\"AC with Gas Heat\",HVACType=\"Gas Heat only\"),AI11,\"\"),IF(HVACType=\"Fan Coil with Chiller and Hot Water Boiler\",AI23,IF(HVACType=\"Steam Heat only\",AN23,\"\")))","v":""},null,null,null,null,null,null,null,null,null,null,22]
[null,"3' T8 FIXTURE",null,null,"R-49 added",3.75,7.5,null,"Interior/Exterior","Facility Type","Lighting Hours",null,null,null,null,null,null,"R-27 added","","",{"$f":"IF(BuildingType=\"Low-Rise\",IF(HVACType=\"AC with Gas Heat\",U12,IF(HVACType=\"Gas Heat Only\",Z12,\"\")),IF(HVACType=\"Fan Coil with Chiller and Hot Water Boiler\",U24,IF(HVACType=\"Steam Heat only\",Z24,\"\")))","v":""},{"$f":"IF(BuildingType=\"Low-Rise\",IF(HVACType=\"AC with Gas Heat\",V12,IF(HVACType=\"Gas Heat Only\",AA12,\"\")),IF(HVACType=\"Fan Coil with Chiller and Hot Water Boiler\",V24,IF(HVACType=\"Steam Heat only\",AA24,\"\")))","v":""},{"$f":"IF(BuildingType=\"Low-Rise\",IF(HVACType=\"AC with Gas Heat\",W12,IF(HVACType=\"Gas Heat Only\",AB12,\"\")),IF(HVACType=\"Fan Coil with Chiller and Hot Water Boiler\",W24,IF(HVACType=\"Steam Heat only\",AB24,\"\")))","v":""},null,null,null,null,null,null,null,null,null,null,null,null,null,null,null,null,null,null,null,null,null,null,23]
[null,"4' T12 FIXTURE",null,null,"R-60 added",3.75,7.5,null,"Interior","Multifamily (Corridor, Lobbies, Stairwells only)",7665,null,null,null,null,null,null,null,null,null,null,null,null,null,null,null,null,null,null,null,null,null,null,null,null,null,null,null,null,null,null,null,null,null,null,24]
[null,"4' T8 FIXTURE",null,null,null,null,null,null,"Interior","Nursing Homes/Assisted Living Facilities",5840,null,null,null,null,null,null,null,null,null,null,null,null,null,null,null,null,null,null,null,null,null,null,null,null,null,null,null,null,null,null,null,null,null,null,25]
[null,"4' PARKING GARAGE FIXTURES",null,null,"Roof and Wall Insulation Type","Regular Market Rate Incentive","Regular Affordable Incentive",null,"Interior","Multifamily Other (Basements, Closets, Offices, Mechanical Rooms, Storage, etc.)",2876,null,null,null,null,null,null,"Existing R","Insulation type added",null,null,null,null,null,null,null,null,null,null,"Existing R","Insulation type added",null,null,null,null,null,null,null,null,null,null,null,null,null,null,26]
[null,"6' T12 FIXTURE",null,null,"R-11 added",1,2,null,"Interior","Garage",4368,null,null,null,null,null,null,0,"'Input Setting'!R31:R37",null,null,null,null,null,null,null,null,null,null,0,"'Input Setting'!AD31:AD36",null,null,null,null,null,null,null,null,null,null,null,null,null,null,27]
[null,"6' T8 FIXTURE",null,null,"R-13 added",1,2,null,"Interior","Self-Reported Hours (Corridor, Lobbies, Stairwells only)",null,"<=7,665",null,null,null,null,null,11,"'Input Setting'!R32:R37",null,null,null,null,null,null,null,null,null,null,11,"'Input Setting'!AD32:AD36",null,null,null,null,null,null,null,null,null,null,null,null,null,null,28]
[null,"8' T12 FIXTURE",null,null,"R-17 added",1,2,null,"Interior","Self-Reported Hours (Basements, Closets, Offices, Mechanical Rooms, Storage, etc.)",null,"<=2,867",null,null,null,null,null,13,"'Input Setting'!R33:R37",null,null,null,null,null,null,null,null,null,null,19,"'Input Setting'!AD33:AD36",null,null,null,null,null,null,null,null,null,null,null,null,null,null,29]
[null,"8' T8 FIXTURE",null,null,"R-19 added",2,4,null,"Exterior","Multifamily (all exterior areas)",4093,null,null,null,null,null,null,17,"'Input Setting'!R34:R37",null,null,null,null,null,null,null,null,null,null,30,"'Input Setting'!AD34:AD36",null,null,null,null,null,null,null,null,null,null,null,null,null,null,30]
[null,"8' PARKING GARAGE FIXTURES",null,null,"R-21 added",2,4,null,"Exterior","Parking Lots",4100,null,null,null,null,null,null,19,"'Input Setting'!R35:R37",null,null,null,null,null,null,null,null,null,null,38,"'Input Setting'!AD35:AD36",null,null,null,null,null,null,null,null,null,null,null,null,null,null,31]
[null,"BIAX FIXTURE",null,null,"R-25 added",2,4,null,null,null,null,null,null,null,null,null,null,null,null,null,null,null,null,null,null,null,null,null,null,null,null,null,null,null,null,null,null,null,null,null,null,null,null,null,null,32]
[null,"QUAD FIXTURE",null,null,"R-27 added",2,4,null,null,null,null,null,null,null,null,null,null,null,null,null,null,null,null,null,null,null,null,null,null,null,null,null,null,null,null,null,null,null,null,null,null,null,null,null,null,33]
[null,"SPIRAL FIXTURE",null,null,"R-30 added",2,4,null,"Facility Type","Facility Type lookup",null,null,null,null,null,null,null,null,null,null,null,null,null,null,null,null,null,null,null,null,null,null,null,null,null,null,null,null,null,null,null,null,null,null,null,34]
[null,"TWIN FIXTURE",null,null,"R-38 added",3,6,null,"Multifamily","InteriorFacilityTypes_Mul",null,null,null,null,null,null,null,"Instantaneus WH Replacement Type","Minimum Proposed Efficiency",null,null,null,null,null,null,null,null,null,null,null,null,null,null,null,null,null,null,null,null,null,null,null,null,null,null,35]
[null,"CIRCLINE FLUORESCENT FIXTURES",null,null,"R-49 added",3,6,null,"Nursing Home","InteriorFacilityTypes_Nur",null,null,null,null,null,null,null,"Gas Storage Tank to Gas Instantaneous",null,null,null,null,null,null,null,null,null,null,null,null,null,null,null,null,null,null,null,null,null,null,null,null,null,null,null,36]
[null,"EXIT SIGNS",null,null,"R-60 added",3,6,null,"Alternate Facility","InteriorFacilityTypes_Alt",null,null,null,null,null,null,null,"Gas Instantaneous to Gas Instantaneous",null,null,null,null,null,null,null,null,null,null,null,null,null,null,null,null,null,null,null,null,null,null,null,null,null,null,null,37]
[null,"HID FIXTURES",null,null,null,null,null,null,null,null,null,null,null,null,null,null,null,null,null,null,null,null,null,null,null,null,null,null,null,null,null,null,null,null,null,null,null,null,null,null,null,null,null,null,null,38]
[null,"A LAMPS / SCREW-IN",null,null,null,null,null,null,null,null,null,null,null,null,null,null,null,null,null,null,null,null,null,null,null,null,null,null,null,null,null,null,null,null,null,null,null,null,null,null,null,null,null,null,null,39]
[null,"PIN-BASED CFL",null,null,null,null,null,null,null,null,null,null,null,null,null,null,null,null,null,null,null,null,null,null,null,null,null,null,null,null,null,null,null,null,null,null,null,null,null,null,null,null,null,null,null,40]
[null,"FLAME TIP LAMP",null,null,null,null,null,null,null,null,null,null,null,null,null,null,null,"Building Type","GPD","Rate","Notes/Assumptions",null,null,null,null,null,null,null,null,null,null,null,null,null,null,null,null,null,null,null,null,null,null,null,null,41]
[null,"GLOBE LAMPS",null,null,null,null,null,null,null,null,null,null,null,null,null,null,null,"High-Rise",4600,"46 GPD per unit","Assumes 100 units",null,null,null,null,null,null,null,null,null,null,null,null,null,null,null,null,null,null,null,null,null,null,null,null,42]
[null,"MR16 LAMPS",null,null,null,null,null,null,null,null,null,null,null,null,null,null,null,"Low-Rise",552,"46 GPD per unit","Assumes 12 units",null,null,null,null,null,null,null,null,null,null,null,null,null,null,null,null,null,null,null,null,null,null,null,null,43]
[null,"PAR LAMPS",null,null,null,null,null,null,null,null,null,null,null,null,null,null,null,null,null,null,null,null,null,null,null,null,null,null,null,null,null,null,null,null,null,null,null,null,null,null,null,null,null,null,null,44]
[null,"R LAMPS",null,null,null,null,null,null,null,null,null,null,null,null,null,null,null,null,null,null,null,null,null,null,null,null,null,null,null,null,null,null,null,null,null,null,null,null,null,null,null,null,null,null,null,45]
[null,"2' T5 FIXTURE",null,null,null,null,null,null,null,null,null,null,null,null,null,null,null,null,null,null,null,null,null,null,null,null,null,null,null,null,null,null,null,null,null,null,null,null,null,null,null,null,null,null,null,46]
[null,"3' T5 FIXTURE",null,null,null,null,null,null,null,null,null,null,null,null,null,null,null,null,null,null,null,null,null,null,null,null,null,null,null,null,null,null,null,null,null,null,null,null,null,null,null,null,null,null,null,47]
[null,"4' T5 FIXTURE",null,null,"Heating Type","GasSF",null,null,null,null,null,null,null,null,null,null,null,null,null,null,null,null,null,null,null,null,null,null,null,null,null,null,null,null,null,null,null,null,null,null,null,null,null,null,null,48]
[null,"5' T5 FIXTURE",null,null,"Electric",0,null,null,null,null,null,null,null,null,null,null,null,"Floor#","Facility Type lookup","Interior/Exterior",null,null,null,null,null,null,null,null,null,null,null,null,null,null,null,null,null,null,null,null,null,null,null,null,null,49]
[null,"A LAMPS INCANDESCENT ",null,null,"Gas",1,null,null,"Facility Type: Multifamily","Facility Type: Nursing Home","Facility Type: Alternate Facility","Multifamily (Corridor, Lobbies, Stairwells only)","Multifamily Other","Garage","Exterior","Parking Lot",null,"Exterior","FT_Ext","Ext",null,"Interior",null,null,null,null,null,null,null,null,null,null,null,null,null,null,null,null,null,null,null,null,null,null,null,50]
[null,"Refrigeration Lighting ",null,null,"Unknown",0,null,null,"Multifamily (Corridor, Lobbies, Stairwells only)","Nursing Homes/Assisted Living Facilities","Multifamily (Corridor, Lobbies, Stairwells only)","Multifamily (Corridor, Lobbies, Stairwells only)","Multifamily Other (Basements, Closets, Offices, Mechanical Rooms, Storage, etc.)","Garage","Multifamily (all exterior areas)","Parking Lots",null,"Parking Lot","FT_PL","Ext",null,"Exterior",null,null,null,null,null,null,null,null,null,null,null,null,null,null,null,null,null,null,null,null,null,null,null,51]
[null,null,null,null,null,null,null,null,"Multifamily Other (Basements, Closets, Offices, Mechanical Rooms, Storage, etc.)","Multifamily Other (Basements, Closets, Offices, Mechanical Rooms, Storage, etc.)","Multifamily Other (Basements, Closets, Offices, Mechanical Rooms, Storage, etc.)","Self-Reported Hours (Corridor, Lobbies, Stairwells only)","Self-Reported Hours (Basements, Closets, Offices, Mechanical Rooms, Storage, etc.)","Multifamily Other (Basements, Closets, Offices, Mechanical Rooms, Storage, etc.)",null,null,null,"Garage","FT_Gar","Int",null,null,null,null,null,null,null,null,null,null,null,null,null,null,null,null,null,null,null,null,null,null,null,null,null,52]
[null,null,"Efficiency","Delta T","Hours","Temperature of Pipe",null,null,"Garage","Garage","Garage",null,null,"Self-Reported Hours (Basements, Closets, Offices, Mechanical Rooms, Storage, etc.)",null,null,null,"Basement","FT_Other",null,null,null,null,null,null,null,null,null,null,null,null,null,null,null,null,null,null,null,null,null,null,null,null,null,null,53]
[null,"Service Hot Water",0.8,55,8760,125,null,null,"Self-Reported Hours (Corridor, Lobbies, Stairwells only)","Self-Reported Hours (Corridor, Lobbies, Stairwells only)","Self-Reported Hours (Corridor, Lobbies, Stairwells only)",null,null,null,null,null,null,"Sub Basement","FT_Other",null,null,null,null,null,null,null,null,null,null,null,null,null,null,null,null,null,null,null,null,null,null,null,null,null,null,54]
[null,"Heating Hot Water",0.82,110,{"$error":"#N/A"},160,null,null,"Self-Reported Hours (Basements, Closets, Offices, Mechanical Rooms, Storage, etc.)","Self-Reported Hours (Basements, Closets, Offices, Mechanical Rooms, Storage, etc.)","Self-Reported Hours (Basements, Closets, Offices, Mechanical Rooms, Storage, etc.)",null,null,null,null,null,null,"Stairs","FT_MF",null,null,null,null,null,null,null,null,null,null,null,null,null,null,null,null,null,null,null,null,null,null,null,null,null,null,55]
[null,"Steam Heat",0.8,162,{"$error":"#N/A"},212,null,null,null,null,null,null,null,null,null,null,null,null,null,null,null,null,null,null,null,null,null,null,null,null,null,null,null,null,null,null,null,null,null,null,null,null,null,null,null,56]
[null,null,null,null,null,null,null,null,null,null,null,null,null,null,null,null,null,null,null,null,null,null,null,null,null,null,null,null,null,null,null,null,null,null,null,null,null,null,null,null,null,null,null,null,null,57]
[null,"Coding Pipe Temperature","0.50","0.75","1.00","1.25","1.50","2.00","2.50","3.00","3.50","4.00","5.00","6.00","8.00",null,null,null,null,null,null,null,null,null,null,null,null,null,null,null,null,null,null,null,null,null,null,null,null,null,null,null,null,null,null,58]
[null,125,1,1,1,1,1,1,1,1,1,1.5,1.5,1.5,1.5,null,null,null,null,null,null,null,null,null,null,null,null,null,null,null,null,null,null,null,null,null,null,null,null,null,null,null,null,null,null,59]
[null,160,1.5,1.5,1.5,1.5,1.5,1.5,1.5,1.5,1.5,2,2,2,2,null,null,null,null,null,null,null,null,null,null,null,null,null,null,null,null,null,null,null,null,null,null,null,null,null,null,null,null,null,null,60]
[null,212,1.5,1.5,1.5,1.5,1.5,1.5,1.5,1.5,1.5,2,2,2,2,null,null,null,null,null,null,null,null,null,null,null,null,null,null,null,null,null,null,null,null,null,null,null,null,null,null,null,null,null,null,61]
[null,null,null,null,null,null,null,null,null,null,null,null,null,null,null,null,null,null,null,null,null,null,null,null,null,null,null,null,null,null,null,null,null,null,null,null,null,null,null,null,null,null,null,null,null,62]
[null,"Building age","Low-Rise","High-Rise",null,"Building age","Low-Rise","High-Rise",null,"Equipment Type","Size Range","Equipment Type & Size Range","ECCCNYS Minimum Efficiency ","Steap Trap NYCECC Min Efficiency","Yes/No List",null,null,null,null,null,null,null,null,null,null,null,null,null,null,null,null,null,null,null,null,null,null,null,null,null,null,null,null,null,null,63]
[null,"1940 & Prior",999,1012,null,"1940 & Prior",999,724,null,"Boiler, Hot Water Gas Fired","< 300 kBTU/h",{"$f":"CONCATENATE(J78,\" \",K78)","v":"Boiler, Hot Water Gas Fired < 300 kBTU/h"},0.82,0.8,"Yes",null,null,null,null,null,null,null,null,null,null,null,null,null,null,null,null,null,null,null,null,null,null,null,null,null,null,null,null,null,null,64]
[null,"1941-1978",757,526,null,"1941-1978",757,724,null,"Boiler, Hot Water Gas Fired",">= 300 kBTU/h and <= 2,500 kBTU/h",{"$f":"CONCATENATE(J79,\" \",K79)","v":"Boiler, Hot Water Gas Fired >= 300 kBTU/h and <= 2,500 kBTU/h"},0.8,0.8,"No",null,null,null,null,null,null,null,null,null,null,null,null,null,null,null,null,null,null,null,null,null,null,null,null,null,null,null,null,null,null,65]
[null,"1979-2006",723,395,null,"1979-2006",723,395,null,"Boiler, Hot Water Gas Fired","> 2,500 kBTU/h",{"$f":"CONCATENATE(J80,\" \",K80)","v":"Boiler, Hot Water Gas Fired > 2,500 kBTU/h"},0.82,0.82,null,null,null,null,null,null,null,null,null,null,null,null,null,null,null,null,null,null,null,null,null,null,null,null,null,null,null,null,null,null,null,66]
[null,"2007-Now",503,219,null,"2007-Now",503,219,null,"Boiler, Steam, Gas Fired, All Except Natural Draft","< 300 kBTU/h","Boiler, Steam, Gas Fired, All Except Natural Draft < 300 kBTU/h",0.8,0.75,null,null,null,null,null,null,null,null,null,null,null,null,null,null,null,null,null,null,null,null,null,null,null,null,null,null,null,null,null,null,null,67]
[null,"Manual Input",null,null,null,"Manual Input",null,null,null,"Boiler, Steam, Gas Fired, All Except Natural Draft",">= 300 kBTU/h and <= 2,500 kBTU/h","Boiler, Steam, Gas Fired, All Except Natural Draft >= 300 kBTU/h and <= 2,500 kBTU/h",0.79,0.79,null,null,null,null,null,null,null,null,null,null,null,null,null,null,null,null,null,null,null,null,null,null,null,null,null,null,null,null,null,null,null,68]
[null,null,null,null,null,null,null,null,null,"Boiler, Steam, Gas Fired, All Except Natural Draft","> 2,500 kBTU/h","Boiler, Steam, Gas Fired, All Except Natural Draft > 2,500 kBTU/h",0.79,0.79,null,null,null,null,null,null,null,null,null,null,null,null,null,null,null,null,null,null,null,null,null,null,null,null,null,null,null,null,null,null,null,69]
[null,"UA/L (base)","Copper",null,null,"Steel",null,null,null,"Boiler, Steam, Gas Fired, Natural Draft","< 300 kBTU/h","Boiler, Steam, Gas Fired, Natural Draft < 300 kBTU/h",0.8,0.75,null,null,null,null,null,null,null,null,null,null,null,null,null,null,null,null,null,null,null,null,null,null,null,null,null,null,null,null,null,null,null,70]
[null,"Pipe size","Service Hot Water","Heating Hot Water","Steam Heat","Heating Hot Water","Steam Heat",null,null,"Boiler, Steam, Gas Fired, Natural Draft",">= 300 kBTU/h and <= 2,500 kBTU/h","Boiler, Steam, Gas Fired, Natural Draft >= 300 kBTU/h and <= 2,500 kBTU/h",0.77,0.77,null,null,null,null,null,null,null,null,null,null,null,null,null,null,null,null,null,null,null,null,null,null,null,null,null,null,null,null,null,null,null,71]
[null,0.5,0.44,0.48,0.53,0.53,0.59,null,null,"Boiler, Steam, Gas Fired, Natural Draft","> 2,500 kBTU/h","Boiler, Steam, Gas Fired, Natural Draft > 2,500 kBTU/h",0.77,0.77,null,null,null,null,null,null,null,null,null,null,null,null,null,null,null,null,null,null,null,null,null,null,null,null,null,null,null,null,null,null,null,72]
[null,0.75,0.54,0.57999999999999996,0.64,0.65,0.72,null,null,"DHW Boiler","< 300 kBTU/h","DHW Boiler < 300 kBTU/h",0.8,null,null,null,null,null,null,null,null,null,null,null,null,null,null,null,null,null,null,null,null,null,null,null,null,null,null,null,null,null,null,null,null,73]
[null,1,0.65,0.7,0.78,0.79,0.88,null,null,"DHW Boiler",">= 300 kBTU/h and <= 2,500 kBTU/h","DHW Boiler >= 300 kBTU/h and <= 2,500 kBTU/h",0.8,null,null,null,null,null,null,null,null,null,null,null,null,null,null,null,null,null,null,null,null,null,null,null,null,null,null,null,null,null,null,null,null,74]
[null,1.25,0.8,0.86,0.96,0.97,1.0900000000000001,null,null,"DHW Boiler","> 2,500 kBTU/h","DHW Boiler > 2,500 kBTU/h",0.8,null,null,null,null,null,null,null,null,null,null,null,null,null,null,null,null,null,null,null,null,null,null,null,null,null,null,null,null,null,null,null,null,75]
[null,1.5,0.9,0.97,1.0900000000000001,1.1000000000000001,1.23,null,null,"Equipment Type",null,null,null,null,null,null,null,null,null,null,null,null,null,null,null,null,null,null,null,null,null,null,null,null,null,null,null,null,null,null,null,null,null,null,null,76]
[null,2,1.1000000000000001,1.19,1.33,1.34,1.51,null,null,"Boiler, Hot Water Gas Fired",null,null,null,null,null,null,null,null,null,null,null,null,null,null,null,null,null,null,null,null,null,null,null,null,null,null,null,null,null,null,null,null,null,null,null,77]
[null,2.5,1.31,1.42,1.58,1.6,1.8,null,null,"Boiler, Steam, Gas Fired, All Except Natural Draft",null,null,null,null,null,null,null,null,null,null,null,null,null,null,null,null,null,null,null,null,null,null,null,null,null,null,null,null,null,null,null,null,null,null,null,78]
[null,3,1.57,1.7,1.9,1.92,2.16,null,null,"Boiler, Steam, Gas Fired, Natural Draft",null,null,null,null,null,null,null,null,null,null,null,null,null,null,null,null,null,null,null,null,null,null,null,null,null,null,null,null,null,null,null,null,null,null,null,79]
[null,3.5,1.77,1.92,2.15,2.1800000000000002,2.4500000000000002,null,null,"DHW Boiler",null,null,null,null,null,null,null,null,null,null,null,null,null,null,null,null,null,null,null,null,null,null,null,null,null,null,null,null,null,null,null,null,null,null,null,80]
[null,4,1.98,2.14,2.4,2.4300000000000002,2.73,null,null,null,null,null,null,null,null,null,null,null,null,null,null,null,null,null,null,null,null,null,null,null,null,null,null,null,null,null,null,null,null,null,null,null,null,null,null,81]
[null,5,2.41,2.61,2.92,2.97,3.34,null,null,null,null,null,null,null,null,null,null,null,null,null,null,null,null,null,null,null,null,null,null,null,null,null,null,null,null,null,null,null,null,null,null,null,null,null,null,82]
[null,6,2.84,3.07,3.45,3.5,3.94,null,null,null,null,null,null,null,null,null,null,null,null,null,null,null,null,null,null,null,null,null,null,null,null,null,null,null,null,null,null,null,null,null,null,null,null,null,null,83]
[null,8,3.64,3.94,4.42,4.5,5.0599999999999996,null,null,null,null,null,null,null,null,null,null,null,null,null,null,null,null,null,null,null,null,null,null,null,null,null,null,null,null,null,null,null,null,null,null,null,null,null,null,84]
[null,null,null,null,null,null,null,null,null,null,null,null,null,null,null,null,null,null,null,null,null,null,null,null,null,null,null,null,null,null,null,null,null,null,null,null,null,null,null,null,null,null,null,null,null,85]
[null,"UA/L (replacement)","Fiberglass",null,null,null,null,null,"Rigid Foam",null,null,null,null,null,null,null,null,null,null,null,null,null,null,null,null,null,null,null,null,null,null,null,null,null,null,null,null,null,null,null,null,null,null,null,null,86]
[null,"Pipe size",0.5,1,1.5,2,2.5,3,0.5,1,1.5,2,2.5,3,null,null,null,null,null,null,null,null,null,null,null,null,null,null,null,null,null,null,null,null,null,null,null,null,null,null,null,null,null,null,null,87]
[null,0.5,0.13,0.09,0.08,7.0000000000000007E-2,0.06,0.06,0.15,0.12,0.1,0.09,0.09,0.08,null,null,null,null,null,null,null,null,null,null,null,null,null,null,null,null,null,null,null,null,null,null,null,null,null,null,null,null,null,null,null,88]
[null,0.75,0.14000000000000001,0.11,0.09,0.08,7.0000000000000007E-2,7.0000000000000007E-2,0.17,0.13,0.11,0.1,0.1,0.09,null,null,null,null,null,null,null,null,null,null,null,null,null,null,null,null,null,null,null,null,null,null,null,null,null,null,null,null,null,null,null,89]
[null,1,0.17,0.12,0.1,0.09,0.08,7.0000000000000007E-2,0.19,0.15,0.13,0.12,0.11,0.1,null,null,null,null,null,null,null,null,null,null,null,null,null,null,null,null,null,null,null,null,null,null,null,null,null,null,null,null,null,null,null,90]
[null,1.25,0.2,0.14000000000000001,0.11,0.1,0.09,0.08,0.23,0.17,0.15,0.13,0.12,0.11,null,null,null,null,null,null,null,null,null,null,null,null,null,null,null,null,null,null,null,null,null,null,null,null,null,null,null,null,null,null,null,91]
[null,1.5,0.22,0.15,0.12,0.11,0.1,0.09,0.25,0.19,0.16,0.14000000000000001,0.13,0.12,null,null,null,null,null,null,null,null,null,null,null,null,null,null,null,null,null,null,null,null,null,null,null,null,null,null,null,null,null,null,null,92]
[null,2,0.26,0.18,0.14000000000000001,0.12,0.11,0.1,0.28999999999999998,0.22,0.18,0.16,0.14000000000000001,0.13,null,null,null,null,null,null,null,null,null,null,null,null,null,null,null,null,null,null,null,null,null,null,null,null,null,null,null,null,null,null,null,93]
[null,2.5,0.3,0.2,0.16,0.14000000000000001,0.12,0.11,0.34,0.25,0.2,0.18,0.16,0.15,null,null,null,null,null,null,null,null,null,null,null,null,null,null,null,null,null,null,null,null,null,null,null,null,null,null,null,null,null,null,null,94]
[null,3,0.35,0.24,0.18,0.16,0.14000000000000001,0.12,0.39,0.28999999999999998,0.23,0.2,0.18,0.16,null,null,null,null,null,null,null,null,null,null,null,null,null,null,null,null,null,null,null,null,null,null,null,null,null,null,null,null,null,null,null,95]
[null,3.5,0.4,0.26,0.2,0.17,0.15,0.13,0.44,0.32,0.26,0.22,0.2,0.18,null,null,null,null,null,null,null,null,null,null,null,null,null,null,null,null,null,null,null,null,null,null,null,null,null,null,null,null,null,null,null,96]
[null,4,0.44,0.28999999999999998,0.22,0.18,0.16,0.14000000000000001,0.48,0.35,0.28000000000000003,0.24,0.21,0.19,null,null,null,null,null,null,null,null,null,null,null,null,null,null,null,null,null,null,null,null,null,null,null,null,null,null,null,null,null,null,null,97]
[null,5,0.52,0.34,0.26,0.22,0.19,0.17,0.57999999999999996,0.41,0.33,0.28000000000000003,0.25,0.22,null,null,null,null,null,null,null,null,null,null,null,null,null,null,null,null,null,null,null,null,null,null,null,null,null,null,null,null,null,null,null,98]
[null,6,0.61,0.39,0.3,0.25,0.21,0.19,0.67,0.47,0.37,0.32,0.28000000000000003,0.25,null,null,null,null,null,null,null,null,null,null,null,null,null,null,null,null,null,null,null,null,null,null,null,null,null,null,null,null,null,null,null,99]
[null,8,0.77,0.49,0.37,0.3,0.26,0.23,0.84,0.59,0.46,0.39,0.34,0.3,null,null,null,null,null,null,null,null,null,null,null,null,null,null,null,null,null,null,null,null,null,null,null,null,null,null,null,null,null,null,null,100]
[null,null,null,null,null,null,null,null,null,null,null,null,null,null,null,null,null,null,null,null,null,null,null,null,null,null,null,null,null,null,null,null,null,null,null,null,null,null,null,null,null,null,null,null,null,101]
[null,null,"Total Incentive rate","Regular Incentive",null,null,null,null,null,null,null,null,null,null,null,null,null,null,null,null,null,null,null,null,null,null,null,null,null,null,null,null,null,null,null,null,null,null,null,null,null,null,null,null,null,102]
[null,"Boiler Custom Incentive Rate",{"$f":"IF(AND(OR(MarketSector=\"Affordable/Public Housing\",MarketSector=\"Affordable/Private\",MarketSector=\"Affordable Co-op/Condo\"),AffordableVerifiedDate<>\"\"),6.25,5)","v":5},{"$f":"IF(AND(OR(MarketSector=\"Affordable/Public Housing\",MarketSector=\"Affordable/Private\",MarketSector=\"Affordable Co-op/Condo\"),AffordableVerifiedDate<>\"\"),5,4)","v":4},"Pipe Insulation?",null,null,null,null,null,null,null,null,null,null,null,null,null,null,null,null,null,null,null,null,null,null,null,null,null,null,null,null,null,null,null,null,null,null,null,null,null,null,null,null,103]
[null,null,null,null,null,null,null,null,null,null,null,null,null,null,null,null,null,null,null,null,null,null,null,null,null,null,null,null,null,null,null,null,null,null,null,null,null,null,null,null,null,null,null,null,null,104]
[null,"EMS Total Estimated Incentive ","Total Incentive ","Regular Incentive (Not including bonus)",null,null,null,null,"Lighting measure",null,null,null,null,null,null,null,null,null,null,null,null,null,null,null,null,null,null,null,null,null,null,null,null,null,null,null,null,null,null,null,null,null,null,null,null,105]
[null,"10-19 units",null,{"$f":"IF(AND(OR(MarketSector=\"Affordable/Public Housing\",MarketSector=\"Affordable/Private\",MarketSector=\"Affordable Co-op/Condo\"),AffordableVerifiedDate<>\"\"),3000,2000)","v":2000},null,null,null,null,"New Fixture","Retro","Bi-level","Re-lamp","Screw-in",null,null,null,null,null,null,null,null,null,null,null,null,null,null,null,null,null,null,null,null,null,null,null,null,null,null,null,null,null,null,null,null,106]
[null,"20-40 units",null,{"$f":"IF(AND(OR(MarketSector=\"Affordable/Public Housing\",MarketSector=\"Affordable/Private\",MarketSector=\"Affordable Co-op/Condo\"),AffordableVerifiedDate<>\"\"),5000,4000)","v":4000},null,null,null,null,"LED Interior New Fixture Linear","LED Interior Relamp and Reballast","LED Bi-level fixtures - Stairwell, Corridor, Parking Garage","LED Linear Lamps - T8","LED Screw-in Lamps",null,null,null,null,null,null,null,null,null,null,null,null,null,null,null,null,null,null,null,null,null,null,null,null,null,null,null,null,null,null,null,null,107]
[null,"41-99 units",null,{"$f":"IF(AND(OR(MarketSector=\"Affordable/Public Housing\",MarketSector=\"Affordable/Private\",MarketSector=\"Affordable Co-op/Condo\"),AffordableVerifiedDate<>\"\"),10000,8000)","v":8000},null,null,null,null,"LED Interior New Fixture Non Linear","LED Interior Retrofit Kit Linear","LED Bi-level fixtures - Parking Lot","LED Linear Lamps - T8 (Type B)",null,null,null,null,null,null,null,null,null,null,null,null,null,null,null,null,null,null,null,null,null,null,null,null,null,null,null,null,null,null,null,null,null,108]
[null,"100+ units",null,{"$f":"IF(AND(OR(MarketSector=\"Affordable/Public Housing\",MarketSector=\"Affordable/Private\",MarketSector=\"Affordable Co-op/Condo\"),AffordableVerifiedDate<>\"\"),15000,12000)","v":12000},null,null,null,null,"LED Exit Sign New Fixture","LED Interior Retrofit Kit Non Linear",null,"LED Linear Lamps - T5",null,null,null,null,null,null,null,null,null,null,null,null,null,null,null,null,null,null,null,null,null,null,null,null,null,null,null,null,null,null,null,null,null,109]
[null,null,null,null,null,null,null,null,"LED Exterior fixture 0-100 watts",null,null,"LED Linear Lamps - T5 (Type B)",null,null,null,null,null,null,null,null,null,null,null,null,null,null,null,null,null,null,null,null,null,null,null,null,null,null,null,null,null,null,null,null,null,110]
[null,"Boiler Economizer & Linkage-Less Burnder Controls",null,null,null,null,null,null,"LED Exterior fixture over 100 watts",null,null,null,null,null,null,null,null,null,null,null,null,null,null,null,null,null,null,null,null,null,null,null,null,null,null,null,null,null,null,null,null,null,null,null,null,111]
[null,"Eff_base",null,null,null,null,null,null,"LED Exterior Relamp and Reballast 0-100 watts",null,null,null,null,null,null,null,null,null,null,null,null,null,null,null,null,null,null,null,null,null,null,null,null,null,null,null,null,null,null,null,null,null,null,null,null,112]
[null,0.7,null,null,null,null,null,null,"LED Exterior Relamp and Reballast over 100 watts",null,null,null,null,null,null,null,null,null,null,null,null,null,null,null,null,null,null,null,null,null,null,null,null,null,null,null,null,null,null,null,null,null,null,null,null,113]
[null,0.71,null,null,null,null,null,null,null,null,null,null,null,null,null,null,null,null,null,null,null,null,null,null,null,null,null,null,null,null,null,null,null,null,null,null,null,null,null,null,null,null,null,null,null,114]
[null,0.72,null,null,null,null,null,null,null,null,null,null,null,null,null,null,null,null,null,null,null,null,null,null,null,null,null,null,null,null,null,null,null,null,null,null,null,null,null,null,null,null,null,null,null,115]
[null,0.73,null,null,null,null,null,null,null,null,null,null,null,null,null,null,null,null,null,null,null,null,null,null,null,null,null,null,null,null,null,null,null,null,null,null,null,null,null,null,null,null,null,null,null,116]
[null,0.74,null,null,null,null,null,null,null,null,null,null,null,null,null,null,null,null,null,null,null,null,null,null,null,null,null,null,null,null,null,null,null,null,null,null,null,null,null,null,null,null,null,null,null,117]
[null,0.75,null,null,null,null,null,null,null,null,null,null,null,null,null,null,null,null,null,null,null,null,null,null,null,null,null,null,null,null,null,null,null,null,null,null,null,null,null,null,null,null,null,null,null,118]
[null,0.76,null,null,null,null,null,null,"Existing baseline wattage for Re-lamp",null,null,null,null,null,null,null,null,null,null,null,null,null,null,null,null,null,null,null,null,null,null,null,null,null,null,null,null,null,null,null,null,null,null,null,null,119]
[null,0.77,null,null,null,null,null,null,"Length","Baseline wattage","Fixture Code",null,null,null,null,null,null,null,null,null,null,null,null,null,null,null,null,null,null,null,null,null,null,null,null,null,null,null,null,null,null,null,null,null,null,120]
[null,0.78,null,null,null,null,null,null,"2'",17,"FT8-24-GEN-FIXT-1",null,null,null,null,null,null,null,null,null,null,null,null,null,null,null,null,null,null,null,null,null,null,null,null,null,null,null,null,null,null,null,null,null,null,121]
[null,null,null,null,null,null,null,null,"3'",25,"FT8-36-GEN-FIXT-1",null,null,null,null,null,null,null,null,null,null,null,null,null,null,null,null,null,null,null,null,null,null,null,null,null,null,null,null,null,null,null,null,null,null,122]
[null,null,null,null,null,null,null,null,"4'",29.5,"FT8-48-GEN-FIXT-1",null,null,null,null,null,null,null,null,null,null,null,null,null,null,null,null,null,null,null,null,null,null,null,null,null,null,null,null,null,null,null,null,null,null,123]
[null,"Heat Pump Boiler Pre-Heater",null,null,null,null,null,null,"8'",68,"FT8-96-GEN-FIXT-1",null,null,null,null,null,null,null,null,null,null,null,null,null,null,null,null,null,null,null,null,null,null,null,null,null,null,null,null,null,null,null,null,null,null,124]
[null,"Delta_T_main","F_GasHeat","F_Heat","AFUE","F_Loc",null,null,null,null,null,null,null,null,null,null,null,null,null,null,null,null,null,null,null,null,null,null,null,null,null,null,null,null,null,null,null,null,null,null,null,null,null,null,null,125]
[null,{"$f":"140-61.4","v":78.599999999999994},{"$f":"IF(HeatingFuelType=\"ConEd Firm Gas\",-1,0)","v":0},0.49,0.8,"Unconditioned Space",0,null,null,null,null,null,null,null,null,null,null,null,null,null,null,null,null,null,null,null,null,null,null,null,null,null,null,null,null,null,null,null,null,null,null,null,null,null,null,126]
[null,null,null,null,null,"Conditioned Space",1,null,"Existing baseline wattage for Screw-in",null,null,null,null,null,null,null,null,null,null,null,null,null,null,null,null,null,null,null,null,null,null,null,null,null,null,null,null,null,null,null,null,null,null,null,null,127]
[null,null,null,null,null,null,null,null,"Actual existing wattage","Baseline wattage","Fixture Code",null,null,null,null,null,null,null,null,null,null,null,null,null,null,null,null,null,null,null,null,null,null,null,null,null,null,null,null,null,null,null,null,null,null,128]
[null,"Peak Dth saving conversion factor",null,null,null,null,null,null,"LTE 60W",48,"INC-GEN-60W-LTE-LAMP",null,null,null,null,null,null,null,null,null,null,null,null,null,null,null,null,null,null,null,null,null,null,null,null,null,null,null,null,null,null,null,null,null,null,129]
[null,"EMS",8.2000000000000007E-3,null,null,null,null,null,"GT 60W",65,"INC-GEN-60W-GT-LAMP",null,null,null,null,null,null,null,null,null,null,null,null,null,null,null,null,null,null,null,null,null,null,null,null,null,null,null,null,null,null,null,null,null,null,130]
[null,"Wifi Thermostat",7.0000000000000001E-3,null,null,null,null,null,null,null,null,null,null,null,null,null,null,null,null,null,null,null,null,null,null,null,null,null,null,null,null,null,null,null,null,null,null,null,null,null,null,null,null,null,null,131]
[null,"Other heating measures",4.2000000000000003E-2,null,null,null,null,null,null,null,null,null,null,null,null,null,null,null,null,null,null,null,null,null,null,null,null,null,null,null,null,null,null,null,null,null,null,null,null,null,null,null,null,null,null,132]
[null,"Hot Water measures",3.3E-3,null,null,null,null,null,null,null,null,null,null,null,null,null,null,null,null,null,null,null,null,null,null,null,null,null,null,null,null,null,null,null,null,null,null,null,null,null,null,null,null,null,null,133]
[null,null,null,null,null,null,null,null,null,null,null,null,null,null,null,null,null,null,null,null,null,null,null,null,null,null,null,null,null,null,null,null,null,null,null,null,null,null,null,null,null,null,null,null,null,134]
[null,null,null,null,null,null,null,null,null,null,null,null,null,null,null,null,null,null,null,null,null,null,null,null,null,null,null,null,null,null,null,null,null,null,null,null,null,null,null,null,null,null,null,null,null,135]
[null,"Water Heater Types","Storage Volume","First Hour Rating for Gas-Fired Storage Water Heater","Max GPM for Instantaneous Gas-Fired Water Heater",null,"Storage Tank Water Heater default Delta T main",null,"T main",null,null,null,null,null,null,null,null,null,null,null,null,null,null,null,null,null,null,null,null,null,null,null,null,null,null,null,null,null,null,null,null,null,null,null,null,136]
[null,"Gas-Fired Storage Water Heater",0,"< 18 gallons","< 1.7 gallons/minute",null,"Residential",{"$f":"125-61.4","v":63.6},null,null,null,null,null,null,null,null,null,null,null,null,null,null,null,null,null,null,null,null,null,null,null,null,null,null,null,null,null,null,null,null,null,null,null,null,null,137]
[null,"Instantaneous Gas-Fired Water Heater",20,"≥ 18 and < 51 gallons","≥ 1.7 and < 2.8 gallons/minute",null,"Commercial",{"$f":"140-61.4","v":78.599999999999994},61.4,null,null,null,null,null,null,null,null,null,null,null,null,null,null,null,null,null,null,null,null,null,null,null,null,null,null,null,null,null,null,null,null,null,null,null,null,138]
[null,null,56,"≥ 51 and < 75 gallons","≥ 2.8 and < 4.0 gallons/minute",null,null,null,null,null,null,null,null,null,null,null,null,null,null,null,null,null,null,null,null,null,null,null,null,null,null,null,null,null,null,null,null,null,null,null,null,null,null,null,null,139]
[null,null,"Unknown","≥ 75 gallons","≥ 4.0 gallons/minute",null,null,null,null,null,null,null,null,null,null,null,null,null,null,null,null,null,null,null,null,null,null,null,null,null,null,null,null,null,null,null,null,null,null,null,null,null,null,null,null,140]
[null,null,null,"Unknown","Unknown",null,null,null,null,null,null,null,null,null,null,null,null,null,null,null,null,null,null,null,null,null,null,null,null,null,null,null,null,null,null,null,null,null,null,null,null,null,null,null,null,141]
[null,null,null,null,null,null,null,null,null,null,null,null,null,null,null,null,null,null,null,null,null,null,null,null,null,null,null,null,null,null,null,null,null,null,null,null,null,null,null,null,null,null,null,null,null,142]
[null,null,null,null,null,null,null,null,null,null,null,null,null,null,null,null,null,null,null,null,null,null,null,null,null,null,null,null,null,null,null,null,null,null,null,null,null,null,null,null,null,null,null,null,null,143]
[null,"Storage tank water heater UEF baseline lookup",null,null,null,null,null,null,null,null,null,null,null,null,null,null,null,null,null,null,null,null,null,null,null,null,null,null,null,null,null,null,null,null,null,null,null,null,null,null,null,null,null,null,null,144]
[null,"Water Heater Type","Storage Volume","FHR or Max GPM","Cancatenated Logic Tree","UEF variable 1","UEF variable 2","Draw Pattern","Minimum UEF ee",null,null,null,null,null,null,null,null,null,null,null,null,null,null,null,null,null,null,null,null,null,null,null,null,null,null,null,null,null,null,null,null,null,null,null,null,145]
[null,"Gas-Fired Storage Water Heater",56,"< 18 gallons",{"$f":"CONCATENATE(B160,\"_\",D160)","v":"Gas-Fired Storage Water Heater_< 18 gallons"},{"$f":"0.647","v":0.64700000000000002},5.9999999999999995E-4,"Very Small",0.64,null,null,null,null,null,null,null,null,null,null,null,null,null,null,null,null,null,null,null,null,null,null,null,null,null,null,null,null,null,null,null,null,null,null,null,null,146]
[null,"Gas-Fired Storage Water Heater",56,"≥ 18 and < 51 gallons",{"$f":"CONCATENATE(B161,\"_\",D161)","v":"Gas-Fired Storage Water Heater_≥ 18 and < 51 gallons"},{"$f":"0.7689","v":0.76890000000000003},5.0000000000000001E-4,"Low",0.64,null,null,null,null,null,null,null,null,null,null,null,null,null,null,null,null,null,null,null,null,null,null,null,null,null,null,null,null,null,null,null,null,null,null,null,null,147]
[null,"Gas-Fired Storage Water Heater",56,"≥ 51 and < 75 gallons",{"$f":"CONCATENATE(B162,\"_\",D162)","v":"Gas-Fired Storage Water Heater_≥ 51 and < 75 gallons"},{"$f":"0.7897","v":0.78969999999999996},4.0000000000000002E-4,"Medium",0.78,null,null,null,null,null,null,null,null,null,null,null,null,null,null,null,null,null,null,null,null,null,null,null,null,null,null,null,null,null,null,null,null,null,null,null,null,148]
[null,"Gas-Fired Storage Water Heater",56,"≥ 75 gallons",{"$f":"CONCATENATE(B163,\"_\",D163)","v":"Gas-Fired Storage Water Heater_≥ 75 gallons"},{"$f":"0.8072","v":0.80720000000000003},2.9999999999999997E-4,"High",0.8,null,null,null,null,null,null,null,null,null,null,null,null,null,null,null,null,null,null,null,null,null,null,null,null,null,null,null,null,null,null,null,null,null,null,null,null,149]
[null,"Gas-Fired Storage Water Heater",56,"Unknown",{"$f":"CONCATENATE(B164,\"_\",D164)","v":"Gas-Fired Storage Water Heater_Unknown"},{"$f":"0.8072","v":0.80720000000000003},2.9999999999999997E-4,"High",0.8,null,null,null,null,null,null,null,null,null,null,null,null,null,null,null,null,null,null,null,null,null,null,null,null,null,null,null,null,null,null,null,null,null,null,null,null,150]
[]
[]
[]
[null,"HVAC Measures","EUL"]
[null,"Refrigerant Charge Correction ",10]
[null,"All other electric HVAC measures ",15]
[null,"Duct Sealing & Insulation",18]
[]
[null,"Lighting Measures ","EUL"]
[null,"Occupancy Sensor",8]
[]
[null,"Gas Measures ","EUL"]
[null,"Pipe Insulation",15]
[null,"Storage tank water heaters",15]
[null,"Building Envelope",25,null,"Hot Water Boiler - Steel Water",24]
[null,"Linkage-Less Burner Controls",15,null,"Hot Water Boiler - Steel Fire",25]
[null,"Condensing hot water boilers",24,null,"Hot Water Boiler - Cast Iron",35]
[null,"High-efficiency hot water boilers",{"$f":"VLOOKUP(HeatingDistributionType,'Input Setting'!E179:F181, 2, FALSE)","v":{"$error":"#N/A"}}]
[null,"Steam boilers",{"$f":"VLOOKUP(HeatingDistributionType, 'Input Setting'!E183:F185,2,FALSE)","v":{"$error":"#N/A"}},null,"Steam Boiler - Steel Water",30]
[null,"Energy management systems",15,null,"Steam Boiler - Steel Fire",25]
[null,"Boiler Clean and Tune",5,null,"Steam Boiler - Cast Iron",30]
[null,"Instantaneous Water Heater",20]
[null,"Boiler Economizer",10]
[null,"Steam Traps",6]
[]
[]
[]
[]
[null,"Community District Names","BX04 (Bronx 4)","These rows are reserved for"," other districts in the future"]
[null,"BX04 (Bronx 4)",10451]
[null,"Others",10452]
[null,null,10456]
[null,null,10457]
[null,null,10458]
[]
[]
[]
[]
[]
[]
[]
[]
[]
[]
[]
[null,"Occupancy Sensor ESF"]
[null,0.2]
[]
[]
[]
[]
[null,"Air sealing measure","Incentive"]
[null,"Fixed Louvers",300]
[null,"Exterior Doors - Weather stripping",100]
[null,"Exterior Doors - Door sweep",50]
[null,"Exterior Doors - Threshold",150]
[null,"Exterior Doors - Replace door",2000]
[null,"Exterior Doors - Replace complete door with frame",2000]
[null,"Common Area Windows",250]
[null,"Basement Air Sealing - Level 1",500]
[null,"Basement Air Sealing - Level 2",1000]
[null,"Basement Air Sealing - Level 3",2000]
[null,"Sealing air leaks - on plumbing, ducting or electrical wiring",0]
[null,"Sealing air leaks - on wall top plates,",0]
[null,"Sealing air leaks - on chimneys and flues",0]
[null,"Sealing air leaks - on dropped soffits",0]
[null,"Using foam sealant - on larger gaps around windows",0]
[null,"Using foam sealant - on larger gaps on baseboards",0]
[null,"Using foam sealant - on larger gaps on other places",0]
[]
[]
[null,"Building Age","Air sealing Therm / square ft","Air sealing kWh / square ft"]
[null,"1940 & Prior",29,118]
[null,"1941-1978",29,118]
[null,"1979-2006",17,56]
[null,"2007-Now",0,0]
[]
[]
[null,"Market Rate  Inventive Rate ($/Threm)"]
[null,3]
[]
[]
[]
[]
[]
[]
["A","B","C","D","E","F","G","H","I","J","K","L","M","N","O","P","Q","R","S","T","U","V","W","X","Y","Z","AA","AB","AC","AD","AE","AF","AG","AH","AI","AJ","AK","AL","AM","AN","AO","AP","AQ","AR","AS","AT","AU","AV","AW","AX","AY","AZ","BA","BB","BC","BD","BE","BF","BG","BH","BI","BJ","BK","BL","BM","BN","BO","BP","BQ","BR","BS","BT","BU","BV","BW","BX","BY","BZ","CA","CB","CC","CD","CE","CF","CG","CH","CI","CJ","CK","CL","CM","CN","CO","CP","CQ","CR","CS","CT","CU","CV","CW","CX","CY","CZ","DA","DB","DC","DD","DE","DF","DG","DH","DI","DJ","DK","DL","DM","DN","DO","DP","DQ","DR","DS","DT","DU","DV","DW","DX","DY","DZ","EA","EB","EC","ED","EE","EF","EG","EH","EI","EJ","EK","EL","EM","EN","EO","EP","EQ","ER","ES","ET","EU","EV","EW","EX","EY","EZ","FA","FB","FC","FD","FE","FF","FG","FH","FI","FJ","FK","FL","FM","FN","FO","FP","FQ","FR","FS","FT","FU","FV","FW","FX","FY","FZ","GA","GB","GC","GD","GE","GF","GG","GH","GI","GJ","GK","GL","GM","GN","GO","GP","GQ","GR","GS","GT","GU","GV","GW","GX","GY","GZ","HA","HB","HC","HD","HE","HF","HG","HH","HI","HJ","HK","HL","HM","HN","HO","HP","HQ","HR","HS","HT","HU","HV","HW","HX","HY","HZ","IA","IB","IC","ID","IE","IF","IG","IH","II","IJ","IK","IL","IM","IN","IO","IP","IQ","IR","IS","IT","IU","IV","IW","IX","IY","IZ","JA","JB","JC","JD","JE","JF","JG","JH","JI","JJ","JK","JL","JM","JN","JO","JP","JQ","JR","JS","JT","JU","JV","JW","JX","JY","JZ","KA","KB","KC","KD","KE","KF","KG","KH","KI","KJ","KK","KL","KM","KN","KO","KP","KQ","KR","KS","KT","KU","KV","KW","KX","KY","KZ","LA","LB","LC","LD","LE","LF","LG","LH","LI","LJ","LK","LL","LM","LN","LO","LP","LQ","LR","LS","LT","LU","LV","LW","LX","LY","LZ","MA","MB","MC","MD","ME","MF","MG","MH","MI","MJ","MK","ML","MM","MN","MO","MP","MQ","MR","MS","MT","MU","MV","MW","MX","MY","MZ","NA","NB","NC","ND","NE","NF","NG","NH","NI","NJ","NK","NL","NM","NN","NO","NP","NQ","NR","NS","NT","NU","NV","NW","NX","NY","NZ","OA","OB","OC","OD","OE","OF","OG","OH","OI","OJ","OK","OL","OM","ON","OO","OP","OQ","OR","OS","OT","OU","OV","OW","OX","OY","OZ","PA","PB","PC","PD","PE","PF","PG","PH","PI","PJ","PK","PL","PM","PN","PO","PP","PQ","PR","PS","PT","PU","PV","PW","PX","PY","PZ","QA","QB","QC","QD","QE","QF","QG","QH","QI","QJ","QK","QL","QM","QN","QO","QP","QQ","QR","QS","QT","QU","QV","QW","QX","QY","QZ","RA","RB","RC","RD","RE","RF","RG","RH","RI","RJ","RK","RL","RM","RN","RO","RP","RQ","RR","RS","RT","RU","RV","RW","RX","RY","RZ","SA","SB","SC","SD","SE","SF","SG","SH","SI","SJ","SK","SL","SM","SN","SO","SP","SQ","SR","SS","ST","SU","SV","SW","SX","SY","SZ","TA","TB","TC","TD","TE","TF","TG","TH","TI","TJ","TK","TL","TM","TN","TO","TP","TQ","TR","TS","TT","TU","TV","TW","TX","TY","TZ","UA","UB","UC","UD","UE","UF","UG","UH","UI","UJ","UK","UL","UM","UN","UO","UP","UQ","UR","US","UT","UU","UV","UW","UX","UY","UZ","VA","VB","VC","VD","VE","VF","VG","VH","VI","VJ","VK","VL","VM","VN","VO","VP","VQ","VR","VS","VT","VU","VV","VW","VX","VY","VZ","WA","WB","WC","WD","WE","WF","WG","WH","WI","WJ","WK","WL","WM","WN","WO","WP","WQ","WR","WS","WT","WU","WV","WW","WX","WY","WZ","XA","XB","XC","XD","XE","XF","XG","XH","XI","XJ","XK","XL","XM","XN","XO","XP","XQ","XR","XS","XT","XU","XV","XW","XX","XY","XZ","YA","YB","YC","YD","YE","YF","YG","YH","YI","YJ","YK","YL","YM","YN","YO","YP","YQ","YR","YS","YT","YU","YV","YW","YX","YY","YZ","ZA","ZB","ZC","ZD","ZE","ZF","ZG","ZH","ZI","ZJ","ZK","ZL","ZM","ZN","ZO","ZP","ZQ","ZR","ZS","ZT","ZU","ZV","ZW","ZX","ZY","ZZ","AAA","AAB","AAC","AAD","AAE","AAF","AAG","AAH","AAI","AAJ","AAK","AAL","AAM","AAN","AAO","AAP","AAQ","AAR","AAS","AAT","AAU","AAV","AAW","AAX","AAY","AAZ","ABA","ABB","ABC","ABD","ABE","ABF","ABG","ABH","ABI","ABJ","ABK","ABL","ABM","ABN","ABO","ABP","ABQ","ABR","ABS","ABT","ABU","ABV","ABW","ABX","ABY","ABZ","ACA","ACB","ACC","ACD","ACE","ACF","ACG","ACH","ACI","ACJ","ACK","ACL","ACM","ACN","ACO","ACP","ACQ","ACR","ACS","ACT","ACU","ACV","ACW","ACX","ACY","ACZ","ADA","ADB","ADC","ADD","ADE","ADF","ADG","ADH","ADI","ADJ","ADK","ADL","ADM","ADN","ADO","ADP","ADQ","ADR","ADS","ADT","ADU","ADV","ADW","ADX","ADY","ADZ","AEA","AEB","AEC","AED","AEE","AEF","AEG","AEH","AEI","AEJ","AEK","AEL","AEM","AEN","AEO","AEP","AEQ","AER","AES","AET","AEU","AEV","AEW","AEX","AEY","AEZ","AFA","AFB","AFC","AFD","AFE","AFF","AFG","AFH","AFI","AFJ","AFK","AFL","AFM","AFN","AFO","AFP","AFQ","AFR","AFS","AFT","AFU","AFV","AFW","AFX","AFY","AFZ","AGA","AGB","AGC","AGD","AGE","AGF","AGG","AGH","AGI","AGJ","AGK","AGL","AGM","AGN","AGO","AGP","AGQ","AGR","AGS","AGT","AGU","AGV","AGW","AGX","AGY","AGZ","AHA","AHB","AHC","AHD","AHE","AHF","AHG","AHH","AHI","AHJ","AHK","AHL","AHM","AHN","AHO","AHP","AHQ","AHR","AHS","AHT","AHU","AHV","AHW","AHX","AHY","AHZ","AIA","AIB","AIC","AID","AIE","AIF","AIG","AIH","AII","AIJ","AIK","AIL","AIM","AIN","AIO","AIP","AIQ","AIR","AIS","AIT","AIU","AIV","AIW","AIX","AIY","AIZ","AJA","AJB","AJC","AJD","AJE","AJF","AJG","AJH","AJI","AJJ","AJK","AJL","AJM","AJN","AJO","AJP","AJQ","AJR","AJS","AJT","AJU","AJV","AJW","AJX","AJY","AJZ","AKA","AKB","AKC","AKD","AKE","AKF","AKG","AKH","AKI","AKJ","AKK","AKL","AKM","AKN","AKO","AKP","AKQ","AKR","AKS","AKT","AKU","AKV","AKW","AKX","AKY","AKZ","ALA","ALB","ALC","ALD","ALE","ALF","ALG","ALH","ALI","ALJ","ALK","ALL","ALM","ALN","ALO","ALP","ALQ","ALR","ALS","ALT","ALU","ALV","ALW","ALX","ALY","ALZ","AMA","AMB","AMC","AMD","AME","AMF","AMG","AMH","AMI","AMJ","AMK","AML","AMM","AMN","AMO","AMP","AMQ","AMR","AMS","AMT","AMU","AMV","AMW","AMX","AMY","AMZ","ANA","ANB","ANC","AND","ANE","ANF","ANG","ANH","ANI","ANJ","ANK","ANL","ANM","ANN","ANO","ANP","ANQ","ANR","ANS","ANT","ANU","ANV","ANW","ANX","ANY","ANZ","AOA","AOB","AOC","AOD","AOE","AOF","AOG","AOH","AOI","AOJ","AOK","AOL","AOM","AON","AOO","AOP","AOQ","AOR","AOS","AOT","AOU","AOV","AOW","AOX","AOY","AOZ","APA","APB","APC","APD","APE","APF","APG","APH","API","APJ","APK","APL","APM","APN","APO","APP","APQ","APR","APS","APT","APU","APV","APW","APX","APY","APZ","AQA","AQB","AQC","AQD","AQE","AQF","AQG","AQH","AQI","AQJ","AQK","AQL","AQM","AQN","AQO","AQP","AQQ","AQR","AQS","AQT","AQU","AQV","AQW","AQX","AQY","AQZ","ARA","ARB","ARC","ARD","ARE","ARF","ARG","ARH","ARI","ARJ","ARK","ARL","ARM","ARN","ARO","ARP","ARQ","ARR","ARS","ART","ARU","ARV","ARW","ARX","ARY","ARZ","ASA","ASB","ASC","ASD","ASE","ASF","ASG","ASH","ASI","ASJ","ASK","ASL","ASM","ASN","ASO","ASP","ASQ","ASR","ASS","AST","ASU","ASV","ASW","ASX","ASY","ASZ","ATA","ATB","ATC","ATD","ATE","ATF","ATG","ATH","ATI","ATJ","ATK","ATL","ATM","ATN","ATO","ATP","ATQ","ATR","ATS","ATT","ATU","ATV","ATW","ATX","ATY","ATZ","AUA","AUB","AUC","AUD","AUE","AUF","AUG","AUH","AUI","AUJ","AUK","AUL","AUM","AUN","AUO","AUP","AUQ","AUR","AUS","AUT","AUU","AUV","AUW","AUX","AUY","AUZ","AVA","AVB","AVC","AVD","AVE","AVF","AVG","AVH","AVI","AVJ","AVK","AVL","AVM","AVN","AVO","AVP","AVQ","AVR","AVS","AVT","AVU","AVV","AVW","AVX","AVY","AVZ","AWA","AWB","AWC","AWD","AWE","AWF","AWG","AWH","AWI","AWJ","AWK","AWL","AWM","AWN","AWO","AWP","AWQ","AWR","AWS","AWT","AWU","AWV","AWW","AWX","AWY","AWZ","AXA","AXB","AXC","AXD","AXE","AXF","AXG","AXH","AXI","AXJ","AXK","AXL","AXM","AXN","AXO","AXP","AXQ","AXR","AXS","AXT","AXU","AXV","AXW","AXX","AXY","AXZ","AYA","AYB","AYC","AYD","AYE","AYF","AYG","AYH","AYI","AYJ","AYK","AYL","AYM","AYN","AYO","AYP","AYQ","AYR","AYS","AYT","AYU","AYV","AYW","AYX","AYY","AYZ","AZA","AZB","AZC","AZD","AZE","AZF","AZG","AZH","AZI","AZJ","AZK","AZL","AZM","AZN","AZO","AZP","AZQ","AZR","AZS","AZT","AZU","AZV","AZW","AZX","AZY","AZZ","BAA","BAB","BAC","BAD","BAE","BAF","BAG","BAH","BAI","BAJ","BAK","BAL","BAM","BAN","BAO","BAP","BAQ","BAR","BAS","BAT","BAU","BAV","BAW","BAX","BAY","BAZ","BBA","BBB","BBC","BBD","BBE","BBF","BBG","BBH","BBI","BBJ","BBK","BBL","BBM","BBN","BBO","BBP","BBQ","BBR","BBS","BBT","BBU","BBV","BBW","BBX","BBY","BBZ","BCA","BCB","BCC","BCD","BCE","BCF","BCG","BCH","BCI","BCJ","BCK","BCL","BCM","BCN","BCO","BCP","BCQ","BCR","BCS","BCT","BCU","BCV","BCW","BCX","BCY","BCZ","BDA","BDB","BDC","BDD","BDE","BDF","BDG","BDH","BDI","BDJ","BDK","BDL","BDM","BDN","BDO","BDP","BDQ","BDR","BDS","BDT","BDU","BDV","BDW","BDX","BDY","BDZ","BEA","BEB","BEC","BED","BEE","BEF","BEG","BEH","BEI","BEJ","BEK","BEL","BEM","BEN","BEO","BEP","BEQ","BER","BES","BET","BEU","BEV","BEW","BEX","BEY","BEZ","BFA","BFB","BFC","BFD","BFE","BFF","BFG","BFH","BFI","BFJ","BFK","BFL","BFM","BFN","BFO","BFP","BFQ","BFR","BFS","BFT","BFU","BFV","BFW","BFX","BFY","BFZ","BGA","BGB","BGC","BGD","BGE","BGF","BGG","BGH","BGI","BGJ","BGK","BGL","BGM","BGN","BGO","BGP","BGQ","BGR","BGS","BGT","BGU","BGV","BGW","BGX","BGY","BGZ","BHA","BHB","BHC","BHD","BHE","BHF","BHG","BHH","BHI","BHJ","BHK","BHL","BHM","BHN","BHO","BHP","BHQ","BHR","BHS","BHT","BHU","BHV","BHW","BHX","BHY","BHZ","BIA","BIB","BIC","BID","BIE","BIF","BIG","BIH","BII","BIJ","BIK","BIL","BIM","BIN","BIO","BIP","BIQ","BIR","BIS","BIT","BIU","BIV","BIW","BIX","BIY","BIZ","BJA","BJB","BJC","BJD","BJE","BJF","BJG","BJH","BJI","BJJ","BJK","BJL","BJM","BJN","BJO","BJP","BJQ","BJR","BJS","BJT","BJU","BJV","BJW","BJX","BJY","BJZ","BKA","BKB","BKC","BKD","BKE","BKF","BKG","BKH","BKI","BKJ","BKK","BKL","BKM","BKN","BKO","BKP","BKQ","BKR","BKS","BKT","BKU","BKV","BKW","BKX","BKY","BKZ","BLA","BLB","BLC","BLD","BLE","BLF","BLG","BLH","BLI","BLJ","BLK","BLL","BLM","BLN","BLO","BLP","BLQ","BLR","BLS","BLT","BLU","BLV","BLW","BLX","BLY","BLZ","BMA","BMB","BMC","BMD","BME","BMF","BMG","BMH","BMI","BMJ","BMK","BML","BMM","BMN","BMO","BMP","BMQ","BMR","BMS","BMT","BMU","BMV","BMW","BMX","BMY","BMZ","BNA","BNB","BNC","BND","BNE","BNF","BNG","BNH","BNI","BNJ","BNK","BNL","BNM","BNN","BNO","BNP","BNQ","BNR","BNS","BNT","BNU","BNV","BNW","BNX","BNY","BNZ","BOA","BOB","BOC","BOD","BOE","BOF","BOG","BOH","BOI","BOJ","BOK","BOL","BOM","BON","BOO","BOP","BOQ","BOR","BOS","BOT","BOU","BOV","BOW","BOX","BOY","BOZ","BPA","BPB","BPC","BPD","BPE","BPF","BPG","BPH","BPI","BPJ","BPK","BPL","BPM","BPN","BPO","BPP","BPQ","BPR","BPS","BPT","BPU","BPV","BPW","BPX","BPY","BPZ","BQA","BQB","BQC","BQD","BQE","BQF","BQG","BQH","BQI","BQJ","BQK","BQL","BQM","BQN","BQO","BQP","BQQ","BQR","BQS","BQT","BQU","BQV","BQW","BQX","BQY","BQZ","BRA","BRB","BRC","BRD","BRE","BRF","BRG","BRH","BRI","BRJ","BRK","BRL","BRM","BRN","BRO","BRP","BRQ","BRR","BRS","BRT","BRU","BRV","BRW","BRX","BRY","BRZ","BSA","BSB","BSC","BSD","BSE","BSF","BSG","BSH","BSI","BSJ","BSK","BSL","BSM","BSN","BSO","BSP","BSQ","BSR","BSS","BST","BSU","BSV","BSW","BSX","BSY","BSZ","BTA","BTB","BTC","BTD","BTE","BTF","BTG","BTH","BTI","BTJ","BTK","BTL","BTM","BTN","BTO","BTP","BTQ","BTR","BTS","BTT","BTU","BTV","BTW","BTX","BTY","BTZ","BUA","BUB","BUC","BUD","BUE","BUF","BUG","BUH","BUI","BUJ","BUK","BUL","BUM","BUN","BUO","BUP","BUQ","BUR","BUS","BUT","BUU","BUV","BUW","BUX","BUY","BUZ","BVA","BVB","BVC","BVD","BVE","BVF","BVG","BVH","BVI","BVJ","BVK","BVL","BVM","BVN","BVO","BVP","BVQ","BVR","BVS","BVT","BVU","BVV","BVW","BVX","BVY","BVZ","BWA","BWB","BWC","BWD","BWE","BWF","BWG","BWH","BWI","BWJ","BWK","BWL","BWM","BWN","BWO","BWP","BWQ","BWR","BWS","BWT","BWU","BWV","BWW","BWX","BWY","BWZ","BXA","BXB","BXC","BXD","BXE","BXF","BXG","BXH","BXI","BXJ","BXK","BXL","BXM","BXN","BXO","BXP","BXQ","BXR","BXS","BXT","BXU","BXV","BXW","BXX","BXY","BXZ","BYA","BYB","BYC","BYD","BYE","BYF","BYG","BYH","BYI","BYJ","BYK","BYL","BYM","BYN","BYO","BYP","BYQ","BYR","BYS","BYT","BYU","BYV","BYW","BYX","BYY","BYZ","BZA","BZB","BZC","BZD","BZE","BZF","BZG","BZH","BZI","BZJ","BZK","BZL","BZM","BZN","BZO","BZP","BZQ","BZR","BZS","BZT","BZU","BZV","BZW","BZX","BZY","BZZ","CAA","CAB","CAC","CAD","CAE","CAF","CAG","CAH","CAI","CAJ","CAK","CAL","CAM","CAN","CAO","CAP","CAQ","CAR","CAS","CAT","CAU","CAV","CAW","CAX","CAY","CAZ","CBA","CBB","CBC","CBD","CBE","CBF","CBG","CBH","CBI","CBJ","CBK","CBL","CBM","CBN","CBO","CBP","CBQ","CBR","CBS","CBT","CBU","CBV","CBW","CBX","CBY","CBZ","CCA","CCB","CCC","CCD","CCE","CCF","CCG","CCH","CCI","CCJ","CCK","CCL","CCM","CCN","CCO","CCP","CCQ","CCR","CCS","CCT","CCU","CCV","CCW","CCX","CCY","CCZ","CDA","CDB","CDC","CDD","CDE","CDF","CDG","CDH","CDI","CDJ","CDK","CDL","CDM","CDN","CDO","CDP","CDQ","CDR","CDS","CDT","CDU","CDV","CDW","CDX","CDY","CDZ","CEA","CEB","CEC","CED","CEE","CEF","CEG","CEH","CEI","CEJ","CEK","CEL","CEM","CEN","CEO","CEP","CEQ","CER","CES","CET","CEU","CEV","CEW","CEX","CEY","CEZ","CFA","CFB","CFC","CFD","CFE","CFF","CFG","CFH","CFI","CFJ","CFK","CFL","CFM","CFN","CFO","CFP","CFQ","CFR","CFS","CFT","CFU","CFV","CFW","CFX","CFY","CFZ","CGA","CGB","CGC","CGD","CGE","CGF","CGG","CGH","CGI","CGJ","CGK","CGL","CGM","CGN","CGO","CGP","CGQ","CGR","CGS","CGT","CGU","CGV","CGW","CGX","CGY","CGZ","CHA","CHB","CHC","CHD","CHE","CHF","CHG","CHH","CHI","CHJ","CHK","CHL","CHM","CHN","CHO","CHP","CHQ","CHR","CHS","CHT","CHU","CHV","CHW","CHX","CHY","CHZ","CIA","CIB","CIC","CID","CIE","CIF","CIG","CIH","CII","CIJ","CIK","CIL","CIM","CIN","CIO","CIP","CIQ","CIR","CIS","CIT","CIU","CIV","CIW","CIX","CIY","CIZ","CJA","CJB","CJC","CJD","CJE","CJF","CJG","CJH","CJI","CJJ","CJK","CJL","CJM","CJN","CJO","CJP","CJQ","CJR","CJS","CJT","CJU","CJV","CJW","CJX","CJY","CJZ","CKA","CKB","CKC","CKD","CKE","CKF","CKG","CKH","CKI","CKJ","CKK","CKL","CKM","CKN","CKO","CKP","CKQ","CKR","CKS","CKT","CKU","CKV","CKW","CKX","CKY","CKZ","CLA","CLB","CLC","CLD","CLE","CLF","CLG","CLH","CLI","CLJ","CLK","CLL","CLM","CLN","CLO","CLP","CLQ","CLR","CLS","CLT","CLU","CLV","CLW","CLX","CLY","CLZ","CMA","CMB","CMC","CMD","CME","CMF","CMG","CMH","CMI","CMJ","CMK","CML","CMM","CMN","CMO","CMP","CMQ","CMR","CMS","CMT","CMU","CMV","CMW","CMX","CMY","CMZ","CNA","CNB","CNC","CND","CNE","CNF","CNG","CNH","CNI","CNJ","CNK","CNL","CNM","CNN","CNO","CNP","CNQ","CNR","CNS","CNT","CNU","CNV","CNW","CNX","CNY","CNZ","COA","COB","COC","COD","COE","COF","COG","COH","COI","COJ","COK","COL","COM","CON","COO","COP","COQ","COR","COS","COT","COU","COV","COW","COX","COY","COZ","CPA","CPB","CPC","CPD","CPE","CPF","CPG","CPH","CPI","CPJ","CPK","CPL","CPM","CPN","CPO","CPP","CPQ","CPR","CPS","CPT","CPU","CPV","CPW","CPX","CPY","CPZ","CQA","CQB","CQC","CQD","CQE","CQF","CQG","CQH","CQI","CQJ","CQK","CQL","CQM","CQN","CQO","CQP","CQQ","CQR","CQS","CQT","CQU","CQV","CQW","CQX","CQY","CQZ","CRA","CRB","CRC","CRD","CRE","CRF","CRG","CRH","CRI","CRJ","CRK","CRL","CRM","CRN","CRO","CRP","CRQ","CRR","CRS","CRT","CRU","CRV","CRW","CRX","CRY","CRZ","CSA","CSB","CSC","CSD","CSE","CSF","CSG","CSH","CSI","CSJ","CSK","CSL","CSM","CSN","CSO","CSP","CSQ","CSR","CSS","CST","CSU","CSV","CSW","CSX","CSY","CSZ","CTA","CTB","CTC","CTD","CTE","CTF","CTG","CTH","CTI","CTJ","CTK","CTL","CTM","CTN","CTO","CTP","CTQ","CTR","CTS","CTT","CTU","CTV","CTW","CTX","CTY","CTZ","CUA","CUB","CUC","CUD","CUE","CUF","CUG","CUH","CUI","CUJ","CUK","CUL","CUM","CUN","CUO","CUP","CUQ","CUR","CUS","CUT","CUU","CUV","CUW","CUX","CUY","CUZ","CVA","CVB","CVC","CVD","CVE","CVF","CVG","CVH","CVI","CVJ","CVK","CVL","CVM","CVN","CVO","CVP","CVQ","CVR","CVS","CVT","CVU","CVV","CVW","CVX","CVY","CVZ","CWA","CWB","CWC","CWD","CWE","CWF","CWG","CWH","CWI","CWJ","CWK","CWL","CWM","CWN","CWO","CWP","CWQ","CWR","CWS","CWT","CWU","CWV","CWW","CWX","CWY","CWZ","CXA","CXB","CXC","CXD","CXE","CXF","CXG","CXH","CXI","CXJ","CXK","CXL","CXM","CXN","CXO","CXP","CXQ","CXR","CXS","CXT","CXU","CXV","CXW","CXX","CXY","CXZ","CYA","CYB","CYC","CYD","CYE","CYF","CYG","CYH","CYI","CYJ","CYK","CYL","CYM","CYN","CYO","CYP","CYQ","CYR","CYS","CYT","CYU","CYV","CYW","CYX","CYY","CYZ","CZA","CZB","CZC","CZD","CZE","CZF","CZG","CZH","CZI","CZJ","CZK","CZL","CZM","CZN","CZO","CZP","CZQ","CZR","CZS","CZT","CZU","CZV","CZW","CZX","CZY","CZZ","DAA","DAB","DAC","DAD","DAE","DAF","DAG","DAH","DAI","DAJ","DAK","DAL","DAM","DAN","DAO","DAP","DAQ","DAR","DAS","DAT","DAU","DAV","DAW","DAX","DAY","DAZ","DBA","DBB","DBC","DBD","DBE","DBF","DBG","DBH","DBI","DBJ","DBK","DBL","DBM","DBN","DBO","DBP","DBQ","DBR","DBS","DBT","DBU","DBV","DBW","DBX","DBY","DBZ","DCA","DCB","DCC","DCD","DCE","DCF","DCG","DCH","DCI","DCJ","DCK","DCL","DCM","DCN","DCO","DCP","DCQ","DCR","DCS","DCT","DCU","DCV","DCW","DCX","DCY","DCZ","DDA","DDB","DDC","DDD","DDE","DDF","DDG","DDH","DDI","DDJ","DDK","DDL","DDM","DDN","DDO","DDP","DDQ","DDR","DDS","DDT","DDU","DDV","DDW","DDX","DDY","DDZ","DEA","DEB","DEC","DED","DEE","DEF","DEG","DEH","DEI","DEJ","DEK","DEL","DEM","DEN","DEO","DEP","DEQ","DER","DES","DET","DEU","DEV","DEW","DEX","DEY","DEZ","DFA","DFB","DFC","DFD","DFE","DFF","DFG","DFH","DFI","DFJ","DFK","DFL","DFM","DFN","DFO","DFP","DFQ","DFR","DFS","DFT","DFU","DFV","DFW","DFX","DFY","DFZ","DGA","DGB","DGC","DGD","DGE","DGF","DGG","DGH","DGI","DGJ","DGK","DGL","DGM","DGN","DGO","DGP","DGQ","DGR","DGS","DGT","DGU","DGV","DGW","DGX","DGY","DGZ","DHA","DHB","DHC","DHD","DHE","DHF","DHG","DHH","DHI","DHJ","DHK","DHL","DHM","DHN","DHO","DHP","DHQ","DHR","DHS","DHT","DHU","DHV","DHW","DHX","DHY","DHZ","DIA","DIB","DIC","DID","DIE","DIF","DIG","DIH","DII","DIJ","DIK","DIL","DIM","DIN","DIO","DIP","DIQ","DIR","DIS","DIT","DIU","DIV","DIW","DIX","DIY","DIZ","DJA","DJB","DJC","DJD","DJE","DJF","DJG","DJH","DJI","DJJ","DJK","DJL","DJM","DJN","DJO","DJP","DJQ","DJR","DJS","DJT","DJU","DJV","DJW","DJX","DJY","DJZ","DKA","DKB","DKC","DKD","DKE","DKF","DKG","DKH","DKI","DKJ","DKK","DKL","DKM","DKN","DKO","DKP","DKQ","DKR","DKS","DKT","DKU","DKV","DKW","DKX","DKY","DKZ","DLA","DLB","DLC","DLD","DLE","DLF","DLG","DLH","DLI","DLJ","DLK","DLL","DLM","DLN","DLO","DLP","DLQ","DLR","DLS","DLT","DLU","DLV","DLW","DLX","DLY","DLZ","DMA","DMB","DMC","DMD","DME","DMF","DMG","DMH","DMI","DMJ","DMK","DML","DMM","DMN","DMO","DMP","DMQ","DMR","DMS","DMT","DMU","DMV","DMW","DMX","DMY","DMZ","DNA","DNB","DNC","DND","DNE","DNF","DNG","DNH","DNI","DNJ","DNK","DNL","DNM","DNN","DNO","DNP","DNQ","DNR","DNS","DNT","DNU","DNV","DNW","DNX","DNY","DNZ","DOA","DOB","DOC","DOD","DOE","DOF","DOG","DOH","DOI","DOJ","DOK","DOL","DOM","DON","DOO","DOP","DOQ","DOR","DOS","DOT","DOU","DOV","DOW","DOX","DOY","DOZ","DPA","DPB","DPC","DPD","DPE","DPF","DPG","DPH","DPI","DPJ","DPK","DPL","DPM","DPN","DPO","DPP","DPQ","DPR","DPS","DPT","DPU","DPV","DPW","DPX","DPY","DPZ","DQA","DQB","DQC","DQD","DQE","DQF","DQG","DQH","DQI","DQJ","DQK","DQL","DQM","DQN","DQO","DQP","DQQ","DQR","DQS","DQT","DQU","DQV","DQW","DQX","DQY","DQZ","DRA","DRB","DRC","DRD","DRE","DRF","DRG","DRH","DRI","DRJ","DRK","DRL","DRM","DRN","DRO","DRP","DRQ","DRR","DRS","DRT","DRU","DRV","DRW","DRX","DRY","DRZ","DSA","DSB","DSC","DSD","DSE","DSF","DSG","DSH","DSI","DSJ","DSK","DSL","DSM","DSN","DSO","DSP","DSQ","DSR","DSS","DST","DSU","DSV","DSW","DSX","DSY","DSZ","DTA","DTB","DTC","DTD","DTE","DTF","DTG","DTH","DTI","DTJ","DTK","DTL","DTM","DTN","DTO","DTP","DTQ","DTR","DTS","DTT","DTU","DTV","DTW","DTX","DTY","DTZ","DUA","DUB","DUC","DUD","DUE","DUF","DUG","DUH","DUI","DUJ","DUK","DUL","DUM","DUN","DUO","DUP","DUQ","DUR","DUS","DUT","DUU","DUV","DUW","DUX","DUY","DUZ","DVA","DVB","DVC","DVD","DVE","DVF","DVG","DVH","DVI","DVJ","DVK","DVL","DVM","DVN","DVO","DVP","DVQ","DVR","DVS","DVT","DVU","DVV","DVW","DVX","DVY","DVZ","DWA","DWB","DWC","DWD","DWE","DWF","DWG","DWH","DWI","DWJ","DWK","DWL","DWM","DWN","DWO","DWP","DWQ","DWR","DWS","DWT","DWU","DWV","DWW","DWX","DWY","DWZ","DXA","DXB","DXC","DXD","DXE","DXF","DXG","DXH","DXI","DXJ","DXK","DXL","DXM","DXN","DXO","DXP","DXQ","DXR","DXS","DXT","DXU","DXV","DXW","DXX","DXY","DXZ","DYA","DYB","DYC","DYD","DYE","DYF","DYG","DYH","DYI","DYJ","DYK","DYL","DYM","DYN","DYO","DYP","DYQ","DYR","DYS","DYT","DYU","DYV","DYW","DYX","DYY","DYZ","DZA","DZB","DZC","DZD","DZE","DZF","DZG","DZH","DZI","DZJ","DZK","DZL","DZM","DZN","DZO","DZP","DZQ","DZR","DZS","DZT","DZU","DZV","DZW","DZX","DZY","DZZ","EAA","EAB","EAC","EAD","EAE","EAF","EAG","EAH","EAI","EAJ","EAK","EAL","EAM","EAN","EAO","EAP","EAQ","EAR","EAS","EAT","EAU","EAV","EAW","EAX","EAY","EAZ","EBA","EBB","EBC","EBD","EBE","EBF","EBG","EBH","EBI","EBJ","EBK","EBL","EBM","EBN","EBO","EBP","EBQ","EBR","EBS","EBT","EBU","EBV","EBW","EBX","EBY","EBZ","ECA","ECB","ECC","ECD","ECE","ECF","ECG","ECH","ECI","ECJ","ECK","ECL","ECM","ECN","ECO","ECP","ECQ","ECR","ECS","ECT","ECU","ECV","ECW","ECX","ECY","ECZ","EDA","EDB","EDC","EDD","EDE","EDF","EDG","EDH","EDI","EDJ","EDK","EDL","EDM","EDN","EDO","EDP","EDQ","EDR","EDS","EDT","EDU","EDV","EDW","EDX","EDY","EDZ","EEA","EEB","EEC","EED","EEE","EEF","EEG","EEH","EEI","EEJ","EEK","EEL","EEM","EEN","EEO","EEP","EEQ","EER","EES","EET","EEU","EEV","EEW","EEX","EEY","EEZ","EFA","EFB","EFC","EFD","EFE","EFF","EFG","EFH","EFI","EFJ","EFK","EFL","EFM","EFN","EFO","EFP","EFQ","EFR","EFS","EFT","EFU","EFV","EFW","EFX","EFY","EFZ","EGA","EGB","EGC","EGD","EGE","EGF","EGG","EGH","EGI","EGJ","EGK","EGL","EGM","EGN","EGO","EGP","EGQ","EGR","EGS","EGT","EGU","EGV","EGW","EGX","EGY","EGZ","EHA","EHB","EHC","EHD","EHE","EHF","EHG","EHH","EHI","EHJ","EHK","EHL","EHM","EHN","EHO","EHP","EHQ","EHR","EHS","EHT","EHU","EHV","EHW","EHX","EHY","EHZ","EIA","EIB","EIC","EID","EIE","EIF","EIG","EIH","EII","EIJ","EIK","EIL","EIM","EIN","EIO","EIP","EIQ","EIR","EIS","EIT","EIU","EIV","EIW","EIX","EIY","EIZ","EJA","EJB","EJC","EJD","EJE","EJF","EJG","EJH","EJI","EJJ","EJK","EJL","EJM","EJN","EJO","EJP","EJQ","EJR","EJS","EJT","EJU","EJV","EJW","EJX","EJY","EJZ","EKA","EKB","EKC","EKD","EKE","EKF","EKG","EKH","EKI","EKJ","EKK","EKL","EKM","EKN","EKO","EKP","EKQ","EKR","EKS","EKT","EKU","EKV","EKW","EKX","EKY","EKZ","ELA","ELB","ELC","ELD","ELE","ELF","ELG","ELH","ELI","ELJ","ELK","ELL","ELM","ELN","ELO","ELP","ELQ","ELR","ELS","ELT","ELU","ELV","ELW","ELX","ELY","ELZ","EMA","EMB","EMC","EMD","EME","EMF","EMG","EMH","EMI","EMJ","EMK","EML","EMM","EMN","EMO","EMP","EMQ","EMR","EMS","EMT","EMU","EMV","EMW","EMX","EMY","EMZ","ENA","ENB","ENC","END","ENE","ENF","ENG","ENH","ENI","ENJ","ENK","ENL","ENM","ENN","ENO","ENP","ENQ","ENR","ENS","ENT","ENU","ENV","ENW","ENX","ENY","ENZ","EOA","EOB","EOC","EOD","EOE","EOF","EOG","EOH","EOI","EOJ","EOK","EOL","EOM","EON","EOO","EOP","EOQ","EOR","EOS","EOT","EOU","EOV","EOW","EOX","EOY","EOZ","EPA","EPB","EPC","EPD","EPE","EPF","EPG","EPH","EPI","EPJ","EPK","EPL","EPM","EPN","EPO","EPP","EPQ","EPR","EPS","EPT","EPU","EPV","EPW","EPX","EPY","EPZ","EQA","EQB","EQC","EQD","EQE","EQF","EQG","EQH","EQI","EQJ","EQK","EQL","EQM","EQN","EQO","EQP","EQQ","EQR","EQS","EQT","EQU","EQV","EQW","EQX","EQY","EQZ","ERA","ERB","ERC","ERD","ERE","ERF","ERG","ERH","ERI","ERJ","ERK","ERL","ERM","ERN","ERO","ERP","ERQ","ERR","ERS","ERT","ERU","ERV","ERW","ERX","ERY","ERZ","ESA","ESB","ESC","ESD","ESE","ESF","ESG","ESH","ESI","ESJ","ESK","ESL","ESM","ESN","ESO","ESP","ESQ","ESR","ESS","EST","ESU","ESV","ESW","ESX","ESY","ESZ","ETA","ETB","ETC","ETD","ETE","ETF","ETG","ETH","ETI","ETJ","ETK","ETL","ETM","ETN","ETO","ETP","ETQ","ETR","ETS","ETT","ETU","ETV","ETW","ETX","ETY","ETZ","EUA","EUB","EUC","EUD","EUE","EUF","EUG","EUH","EUI","EUJ","EUK","EUL","EUM","EUN","EUO","EUP","EUQ","EUR","EUS","EUT","EUU","EUV","EUW","EUX","EUY","EUZ","EVA","EVB","EVC","EVD","EVE","EVF","EVG","EVH","EVI","EVJ","EVK","EVL","EVM","EVN","EVO","EVP","EVQ","EVR","EVS","EVT","EVU","EVV","EVW","EVX","EVY","EVZ","EWA","EWB","EWC","EWD","EWE","EWF","EWG","EWH","EWI","EWJ","EWK","EWL","EWM","EWN","EWO","EWP","EWQ","EWR","EWS","EWT","EWU","EWV","EWW","EWX","EWY","EWZ","EXA","EXB","EXC","EXD","EXE","EXF","EXG","EXH","EXI","EXJ","EXK","EXL","EXM","EXN","EXO","EXP","EXQ","EXR","EXS","EXT","EXU","EXV","EXW","EXX","EXY","EXZ","EYA","EYB","EYC","EYD","EYE","EYF","EYG","EYH","EYI","EYJ","EYK","EYL","EYM","EYN","EYO","EYP","EYQ","EYR","EYS","EYT","EYU","EYV","EYW","EYX","EYY","EYZ","EZA","EZB","EZC","EZD","EZE","EZF","EZG","EZH","EZI","EZJ","EZK","EZL","EZM","EZN","EZO","EZP","EZQ","EZR","EZS","EZT","EZU","EZV","EZW","EZX","EZY","EZZ","FAA","FAB","FAC","FAD","FAE","FAF","FAG","FAH","FAI","FAJ","FAK","FAL","FAM","FAN","FAO","FAP","FAQ","FAR","FAS","FAT","FAU","FAV","FAW","FAX","FAY","FAZ","FBA","FBB","FBC","FBD","FBE","FBF","FBG","FBH","FBI","FBJ","FBK","FBL","FBM","FBN","FBO","FBP","FBQ","FBR","FBS","FBT","FBU","FBV","FBW","FBX","FBY","FBZ","FCA","FCB","FCC","FCD","FCE","FCF","FCG","FCH","FCI","FCJ","FCK","FCL","FCM","FCN","FCO","FCP","FCQ","FCR","FCS","FCT","FCU","FCV","FCW","FCX","FCY","FCZ","FDA","FDB","FDC","FDD","FDE","FDF","FDG","FDH","FDI","FDJ","FDK","FDL","FDM","FDN","FDO","FDP","FDQ","FDR","FDS","FDT","FDU","FDV","FDW","FDX","FDY","FDZ","FEA","FEB","FEC","FED","FEE","FEF","FEG","FEH","FEI","FEJ","FEK","FEL","FEM","FEN","FEO","FEP","FEQ","FER","FES","FET","FEU","FEV","FEW","FEX","FEY","FEZ","FFA","FFB","FFC","FFD","FFE","FFF","FFG","FFH","FFI","FFJ","FFK","FFL","FFM","FFN","FFO","FFP","FFQ","FFR","FFS","FFT","FFU","FFV","FFW","FFX","FFY","FFZ","FGA","FGB","FGC","FGD","FGE","FGF","FGG","FGH","FGI","FGJ","FGK","FGL","FGM","FGN","FGO","FGP","FGQ","FGR","FGS","FGT","FGU","FGV","FGW","FGX","FGY","FGZ","FHA","FHB","FHC","FHD","FHE","FHF","FHG","FHH","FHI","FHJ","FHK","FHL","FHM","FHN","FHO","FHP","FHQ","FHR","FHS","FHT","FHU","FHV","FHW","FHX","FHY","FHZ","FIA","FIB","FIC","FID","FIE","FIF","FIG","FIH","FII","FIJ","FIK","FIL","FIM","FIN","FIO","FIP","FIQ","FIR","FIS","FIT","FIU","FIV","FIW","FIX","FIY","FIZ","FJA","FJB","FJC","FJD","FJE","FJF","FJG","FJH","FJI","FJJ","FJK","FJL","FJM","FJN","FJO","FJP","FJQ","FJR","FJS","FJT","FJU","FJV","FJW","FJX","FJY","FJZ","FKA","FKB","FKC","FKD","FKE","FKF","FKG","FKH","FKI","FKJ","FKK","FKL","FKM","FKN","FKO","FKP","FKQ","FKR","FKS","FKT","FKU","FKV","FKW","FKX","FKY","FKZ","FLA","FLB","FLC","FLD","FLE","FLF","FLG","FLH","FLI","FLJ","FLK","FLL","FLM","FLN","FLO","FLP","FLQ","FLR","FLS","FLT","FLU","FLV","FLW","FLX","FLY","FLZ","FMA","FMB","FMC","FMD","FME","FMF","FMG","FMH","FMI","FMJ","FMK","FML","FMM","FMN","FMO","FMP","FMQ","FMR","FMS","FMT","FMU","FMV","FMW","FMX","FMY","FMZ","FNA","FNB","FNC","FND","FNE","FNF","FNG","FNH","FNI","FNJ","FNK","FNL","FNM","FNN","FNO","FNP","FNQ","FNR","FNS","FNT","FNU","FNV","FNW","FNX","FNY","FNZ","FOA","FOB","FOC","FOD","FOE","FOF","FOG","FOH","FOI","FOJ","FOK","FOL","FOM","FON","FOO","FOP","FOQ","FOR","FOS","FOT","FOU","FOV","FOW","FOX","FOY","FOZ","FPA","FPB","FPC","FPD","FPE","FPF","FPG","FPH","FPI","FPJ","FPK","FPL","FPM","FPN","FPO","FPP","FPQ","FPR","FPS","FPT","FPU","FPV","FPW","FPX","FPY","FPZ","FQA","FQB","FQC","FQD","FQE","FQF","FQG","FQH","FQI","FQJ","FQK","FQL","FQM","FQN","FQO","FQP","FQQ","FQR","FQS","FQT","FQU","FQV","FQW","FQX","FQY","FQZ","FRA","FRB","FRC","FRD","FRE","FRF","FRG","FRH","FRI","FRJ","FRK","FRL","FRM","FRN","FRO","FRP","FRQ","FRR","FRS","FRT","FRU","FRV","FRW","FRX","FRY","FRZ","FSA","FSB","FSC","FSD","FSE","FSF","FSG","FSH","FSI","FSJ","FSK","FSL","FSM","FSN","FSO","FSP","FSQ","FSR","FSS","FST","FSU","FSV","FSW","FSX","FSY","FSZ","FTA","FTB","FTC","FTD","FTE","FTF","FTG","FTH","FTI","FTJ","FTK","FTL","FTM","FTN","FTO","FTP","FTQ","FTR","FTS","FTT","FTU","FTV","FTW","FTX","FTY","FTZ","FUA","FUB","FUC","FUD","FUE","FUF","FUG","FUH","FUI","FUJ","FUK","FUL","FUM","FUN","FUO","FUP","FUQ","FUR","FUS","FUT","FUU","FUV","FUW","FUX","FUY","FUZ","FVA","FVB","FVC","FVD","FVE","FVF","FVG","FVH","FVI","FVJ","FVK","FVL","FVM","FVN","FVO","FVP","FVQ","FVR","FVS","FVT","FVU","FVV","FVW","FVX","FVY","FVZ","FWA","FWB","FWC","FWD","FWE","FWF","FWG","FWH","FWI","FWJ","FWK","FWL","FWM","FWN","FWO","FWP","FWQ","FWR","FWS","FWT","FWU","FWV","FWW","FWX","FWY","FWZ","FXA","FXB","FXC","FXD","FXE","FXF","FXG","FXH","FXI","FXJ","FXK","FXL","FXM","FXN","FXO","FXP","FXQ","FXR","FXS","FXT","FXU","FXV","FXW","FXX","FXY","FXZ","FYA","FYB","FYC","FYD","FYE","FYF","FYG","FYH","FYI","FYJ","FYK","FYL","FYM","FYN","FYO","FYP","FYQ","FYR","FYS","FYT","FYU","FYV","FYW","FYX","FYY","FYZ","FZA","FZB","FZC","FZD","FZE","FZF","FZG","FZH","FZI","FZJ","FZK","FZL","FZM","FZN","FZO","FZP","FZQ","FZR","FZS","FZT","FZU","FZV","FZW","FZX","FZY","FZZ","GAA","GAB","GAC","GAD","GAE","GAF","GAG","GAH","GAI","GAJ","GAK","GAL","GAM","GAN","GAO","GAP","GAQ","GAR","GAS","GAT","GAU","GAV","GAW","GAX","GAY","GAZ","GBA","GBB","GBC","GBD","GBE","GBF","GBG","GBH","GBI","GBJ","GBK","GBL","GBM","GBN","GBO","GBP","GBQ","GBR","GBS","GBT","GBU","GBV","GBW","GBX","GBY","GBZ","GCA","GCB","GCC","GCD","GCE","GCF","GCG","GCH","GCI","GCJ","GCK","GCL","GCM","GCN","GCO","GCP","GCQ","GCR","GCS","GCT","GCU","GCV","GCW","GCX","GCY","GCZ","GDA","GDB","GDC","GDD","GDE","GDF","GDG","GDH","GDI","GDJ","GDK","GDL","GDM","GDN","GDO","GDP","GDQ","GDR","GDS","GDT","GDU","GDV","GDW","GDX","GDY","GDZ","GEA","GEB","GEC","GED","GEE","GEF","GEG","GEH","GEI","GEJ","GEK","GEL","GEM","GEN","GEO","GEP","GEQ","GER","GES","GET","GEU","GEV","GEW","GEX","GEY","GEZ","GFA","GFB","GFC","GFD","GFE","GFF","GFG","GFH","GFI","GFJ","GFK","GFL","GFM","GFN","GFO","GFP","GFQ","GFR","GFS","GFT","GFU","GFV","GFW","GFX","GFY","GFZ","GGA","GGB","GGC","GGD","GGE","GGF","GGG","GGH","GGI","GGJ","GGK","GGL","GGM","GGN","GGO","GGP","GGQ","GGR","GGS","GGT","GGU","GGV","GGW","GGX","GGY","GGZ","GHA","GHB","GHC","GHD","GHE","GHF","GHG","GHH","GHI","GHJ","GHK","GHL","GHM","GHN","GHO","GHP","GHQ","GHR","GHS","GHT","GHU","GHV","GHW","GHX","GHY","GHZ","GIA","GIB","GIC","GID","GIE","GIF","GIG","GIH","GII","GIJ","GIK","GIL","GIM","GIN","GIO","GIP","GIQ","GIR","GIS","GIT","GIU","GIV","GIW","GIX","GIY","GIZ","GJA","GJB","GJC","GJD","GJE","GJF","GJG","GJH","GJI","GJJ","GJK","GJL","GJM","GJN","GJO","GJP","GJQ","GJR","GJS","GJT","GJU","GJV","GJW","GJX","GJY","GJZ","GKA","GKB","GKC","GKD","GKE","GKF","GKG","GKH","GKI","GKJ","GKK","GKL","GKM","GKN","GKO","GKP","GKQ","GKR","GKS","GKT","GKU","GKV","GKW","GKX","GKY","GKZ","GLA","GLB","GLC","GLD","GLE","GLF","GLG","GLH","GLI","GLJ","GLK","GLL","GLM","GLN","GLO","GLP","GLQ","GLR","GLS","GLT","GLU","GLV","GLW","GLX","GLY","GLZ","GMA","GMB","GMC","GMD","GME","GMF","GMG","GMH","GMI","GMJ","GMK","GML","GMM","GMN","GMO","GMP","GMQ","GMR","GMS","GMT","GMU","GMV","GMW","GMX","GMY","GMZ","GNA","GNB","GNC","GND","GNE","GNF","GNG","GNH","GNI","GNJ","GNK","GNL","GNM","GNN","GNO","GNP","GNQ","GNR","GNS","GNT","GNU","GNV","GNW","GNX","GNY","GNZ","GOA","GOB","GOC","GOD","GOE","GOF","GOG","GOH","GOI","GOJ","GOK","GOL","GOM","GON","GOO","GOP","GOQ","GOR","GOS","GOT","GOU","GOV","GOW","GOX","GOY","GOZ","GPA","GPB","GPC","GPD","GPE","GPF","GPG","GPH","GPI","GPJ","GPK","GPL","GPM","GPN","GPO","GPP","GPQ","GPR","GPS","GPT","GPU","GPV","GPW","GPX","GPY","GPZ","GQA","GQB","GQC","GQD","GQE","GQF","GQG","GQH","GQI","GQJ","GQK","GQL","GQM","GQN","GQO","GQP","GQQ","GQR","GQS","GQT","GQU","GQV","GQW","GQX","GQY","GQZ","GRA","GRB","GRC","GRD","GRE","GRF","GRG","GRH","GRI","GRJ","GRK","GRL","GRM","GRN","GRO","GRP","GRQ","GRR","GRS","GRT","GRU","GRV","GRW","GRX","GRY","GRZ","GSA","GSB","GSC","GSD","GSE","GSF","GSG","GSH","GSI","GSJ","GSK","GSL","GSM","GSN","GSO","GSP","GSQ","GSR","GSS","GST","GSU","GSV","GSW","GSX","GSY","GSZ","GTA","GTB","GTC","GTD","GTE","GTF","GTG","GTH","GTI","GTJ","GTK","GTL","GTM","GTN","GTO","GTP","GTQ","GTR","GTS","GTT","GTU","GTV","GTW","GTX","GTY","GTZ","GUA","GUB","GUC","GUD","GUE","GUF","GUG","GUH","GUI","GUJ","GUK","GUL","GUM","GUN","GUO","GUP","GUQ","GUR","GUS","GUT","GUU","GUV","GUW","GUX","GUY","GUZ","GVA","GVB","GVC","GVD","GVE","GVF","GVG","GVH","GVI","GVJ","GVK","GVL","GVM","GVN","GVO","GVP","GVQ","GVR","GVS","GVT","GVU","GVV","GVW","GVX","GVY","GVZ","GWA","GWB","GWC","GWD","GWE","GWF","GWG","GWH","GWI","GWJ","GWK","GWL","GWM","GWN","GWO","GWP","GWQ","GWR","GWS","GWT","GWU","GWV","GWW","GWX","GWY","GWZ","GXA","GXB","GXC","GXD","GXE","GXF","GXG","GXH","GXI","GXJ","GXK","GXL","GXM","GXN","GXO","GXP","GXQ","GXR","GXS","GXT","GXU","GXV","GXW","GXX","GXY","GXZ","GYA","GYB","GYC","GYD","GYE","GYF","GYG","GYH","GYI","GYJ","GYK","GYL","GYM","GYN","GYO","GYP","GYQ","GYR","GYS","GYT","GYU","GYV","GYW","GYX","GYY","GYZ","GZA","GZB","GZC","GZD","GZE","GZF","GZG","GZH","GZI","GZJ","GZK","GZL","GZM","GZN","GZO","GZP","GZQ","GZR","GZS","GZT","GZU","GZV","GZW","GZX","GZY","GZZ","HAA","HAB","HAC","HAD","HAE","HAF","HAG","HAH","HAI","HAJ","HAK","HAL","HAM","HAN","HAO","HAP","HAQ","HAR","HAS","HAT","HAU","HAV","HAW","HAX","HAY","HAZ","HBA","HBB","HBC","HBD","HBE","HBF","HBG","HBH","HBI","HBJ","HBK","HBL","HBM","HBN","HBO","HBP","HBQ","HBR","HBS","HBT","HBU","HBV","HBW","HBX","HBY","HBZ","HCA","HCB","HCC","HCD","HCE","HCF","HCG","HCH","HCI","HCJ","HCK","HCL","HCM","HCN","HCO","HCP","HCQ","HCR","HCS","HCT","HCU","HCV","HCW","HCX","HCY","HCZ","HDA","HDB","HDC","HDD","HDE","HDF","HDG","HDH","HDI","HDJ","HDK","HDL","HDM","HDN","HDO","HDP","HDQ","HDR","HDS","HDT","HDU","HDV","HDW","HDX","HDY","HDZ","HEA","HEB","HEC","HED","HEE","HEF","HEG","HEH","HEI","HEJ","HEK","HEL","HEM","HEN","HEO","HEP","HEQ","HER","HES","HET","HEU","HEV","HEW","HEX","HEY","HEZ","HFA","HFB","HFC","HFD","HFE","HFF","HFG","HFH","HFI","HFJ","HFK","HFL","HFM","HFN","HFO","HFP","HFQ","HFR","HFS","HFT","HFU","HFV","HFW","HFX","HFY","HFZ","HGA","HGB","HGC","HGD","HGE","HGF","HGG","HGH","HGI","HGJ","HGK","HGL","HGM","HGN","HGO","HGP","HGQ","HGR","HGS","HGT","HGU","HGV","HGW","HGX","HGY","HGZ","HHA","HHB","HHC","HHD","HHE","HHF","HHG","HHH","HHI","HHJ","HHK","HHL","HHM","HHN","HHO","HHP","HHQ","HHR","HHS","HHT","HHU","HHV","HHW","HHX","HHY","HHZ","HIA","HIB","HIC","HID","HIE","HIF","HIG","HIH","HII","HIJ","HIK","HIL","HIM","HIN","HIO","HIP","HIQ","HIR","HIS","HIT","HIU","HIV","HIW","HIX","HIY","HIZ","HJA","HJB","HJC","HJD","HJE","HJF","HJG","HJH","HJI","HJJ","HJK","HJL","HJM","HJN","HJO","HJP","HJQ","HJR","HJS","HJT","HJU","HJV","HJW","HJX","HJY","HJZ","HKA","HKB","HKC","HKD","HKE","HKF","HKG","HKH","HKI","HKJ","HKK","HKL","HKM","HKN","HKO","HKP","HKQ","HKR","HKS","HKT","HKU","HKV","HKW","HKX","HKY","HKZ","HLA","HLB","HLC","HLD","HLE","HLF","HLG","HLH","HLI","HLJ","HLK","HLL","HLM","HLN","HLO","HLP","HLQ","HLR","HLS","HLT","HLU","HLV","HLW","HLX","HLY","HLZ","HMA","HMB","HMC","HMD","HME","HMF","HMG","HMH","HMI","HMJ","HMK","HML","HMM","HMN","HMO","HMP","HMQ","HMR","HMS","HMT","HMU","HMV","HMW","HMX","HMY","HMZ","HNA","HNB","HNC","HND","HNE","HNF","HNG","HNH","HNI","HNJ","HNK","HNL","HNM","HNN","HNO","HNP","HNQ","HNR","HNS","HNT","HNU","HNV","HNW","HNX","HNY","HNZ","HOA","HOB","HOC","HOD","HOE","HOF","HOG","HOH","HOI","HOJ","HOK","HOL","HOM","HON","HOO","HOP","HOQ","HOR","HOS","HOT","HOU","HOV","HOW","HOX","HOY","HOZ","HPA","HPB","HPC","HPD","HPE","HPF","HPG","HPH","HPI","HPJ","HPK","HPL","HPM","HPN","HPO","HPP","HPQ","HPR","HPS","HPT","HPU","HPV","HPW","HPX","HPY","HPZ","HQA","HQB","HQC","HQD","HQE","HQF","HQG","HQH","HQI","HQJ","HQK","HQL","HQM","HQN","HQO","HQP","HQQ","HQR","HQS","HQT","HQU","HQV","HQW","HQX","HQY","HQZ","HRA","HRB","HRC","HRD","HRE","HRF","HRG","HRH","HRI","HRJ","HRK","HRL","HRM","HRN","HRO","HRP","HRQ","HRR","HRS","HRT","HRU","HRV","HRW","HRX","HRY","HRZ","HSA","HSB","HSC","HSD","HSE","HSF","HSG","HSH","HSI","HSJ","HSK","HSL","HSM","HSN","HSO","HSP","HSQ","HSR","HSS","HST","HSU","HSV","HSW","HSX","HSY","HSZ","HTA","HTB","HTC","HTD","HTE","HTF","HTG","HTH","HTI","HTJ","HTK","HTL","HTM","HTN","HTO","HTP","HTQ","HTR","HTS","HTT","HTU","HTV","HTW","HTX","HTY","HTZ","HUA","HUB","HUC","HUD","HUE","HUF","HUG","HUH","HUI","HUJ","HUK","HUL","HUM","HUN","HUO","HUP","HUQ","HUR","HUS","HUT","HUU","HUV","HUW","HUX","HUY","HUZ","HVA","HVB","HVC","HVD","HVE","HVF","HVG","HVH","HVI","HVJ","HVK","HVL","HVM","HVN","HVO","HVP","HVQ","HVR","HVS","HVT","HVU","HVV","HVW","HVX","HVY","HVZ","HWA","HWB","HWC","HWD","HWE","HWF","HWG","HWH","HWI","HWJ","HWK","HWL","HWM","HWN","HWO","HWP","HWQ","HWR","HWS","HWT","HWU","HWV","HWW","HWX","HWY","HWZ","HXA","HXB","HXC","HXD","HXE","HXF","HXG","HXH","HXI","HXJ","HXK","HXL","HXM","HXN","HXO","HXP","HXQ","HXR","HXS","HXT","HXU","HXV","HXW","HXX","HXY","HXZ","HYA","HYB","HYC","HYD","HYE","HYF","HYG","HYH","HYI","HYJ","HYK","HYL","HYM","HYN","HYO","HYP","HYQ","HYR","HYS","HYT","HYU","HYV","HYW","HYX","HYY","HYZ","HZA","HZB","HZC","HZD","HZE","HZF","HZG","HZH","HZI","HZJ","HZK","HZL","HZM","HZN","HZO","HZP","HZQ","HZR","HZS","HZT","HZU","HZV","HZW","HZX","HZY","HZZ","IAA","IAB","IAC","IAD","IAE","IAF","IAG","IAH","IAI","IAJ","IAK","IAL","IAM","IAN","IAO","IAP","IAQ","IAR","IAS","IAT","IAU","IAV","IAW","IAX","IAY","IAZ","IBA","IBB","IBC","IBD","IBE","IBF","IBG","IBH","IBI","IBJ","IBK","IBL","IBM","IBN","IBO","IBP","IBQ","IBR","IBS","IBT","IBU","IBV","IBW","IBX","IBY","IBZ","ICA","ICB","ICC","ICD","ICE","ICF","ICG","ICH","ICI","ICJ","ICK","ICL","ICM","ICN","ICO","ICP","ICQ","ICR","ICS","ICT","ICU","ICV","ICW","ICX","ICY","ICZ","IDA","IDB","IDC","IDD","IDE","IDF","IDG","IDH","IDI","IDJ","IDK","IDL","IDM","IDN","IDO","IDP","IDQ","IDR","IDS","IDT","IDU","IDV","IDW","IDX","IDY","IDZ","IEA","IEB","IEC","IED","IEE","IEF","IEG","IEH","IEI","IEJ","IEK","IEL","IEM","IEN","IEO","IEP","IEQ","IER","IES","IET","IEU","IEV","IEW","IEX","IEY","IEZ","IFA","IFB","IFC","IFD","IFE","IFF","IFG","IFH","IFI","IFJ","IFK","IFL","IFM","IFN","IFO","IFP","IFQ","IFR","IFS","IFT","IFU","IFV","IFW","IFX","IFY","IFZ","IGA","IGB","IGC","IGD","IGE","IGF","IGG","IGH","IGI","IGJ","IGK","IGL","IGM","IGN","IGO","IGP","IGQ","IGR","IGS","IGT","IGU","IGV","IGW","IGX","IGY","IGZ","IHA","IHB","IHC","IHD","IHE","IHF","IHG","IHH","IHI","IHJ","IHK","IHL","IHM","IHN","IHO","IHP","IHQ","IHR","IHS","IHT","IHU","IHV","IHW","IHX","IHY","IHZ","IIA","IIB","IIC","IID","IIE","IIF","IIG","IIH","III","IIJ","IIK","IIL","IIM","IIN","IIO","IIP","IIQ","IIR","IIS","IIT","IIU","IIV","IIW","IIX","IIY","IIZ","IJA","IJB","IJC","IJD","IJE","IJF","IJG","IJH","IJI","IJJ","IJK","IJL","IJM","IJN","IJO","IJP","IJQ","IJR","IJS","IJT","IJU","IJV","IJW","IJX","IJY","IJZ","IKA","IKB","IKC","IKD","IKE","IKF","IKG","IKH","IKI","IKJ","IKK","IKL","IKM","IKN","IKO","IKP","IKQ","IKR","IKS","IKT","IKU","IKV","IKW","IKX","IKY","IKZ","ILA","ILB","ILC","ILD","ILE","ILF","ILG","ILH","ILI","ILJ","ILK","ILL","ILM","ILN","ILO","ILP","ILQ","ILR","ILS","ILT","ILU","ILV","ILW","ILX","ILY","ILZ","IMA","IMB","IMC","IMD","IME","IMF","IMG","IMH","IMI","IMJ","IMK","IML","IMM","IMN","IMO","IMP","IMQ","IMR","IMS","IMT","IMU","IMV","IMW","IMX","IMY","IMZ","INA","INB","INC","IND","INE","INF","ING","INH","INI","INJ","INK","INL","INM","INN","INO","INP","INQ","INR","INS","INT","INU","INV","INW","INX","INY","INZ","IOA","IOB","IOC","IOD","IOE","IOF","IOG","IOH","IOI","IOJ","IOK","IOL","IOM","ION","IOO","IOP","IOQ","IOR","IOS","IOT","IOU","IOV","IOW","IOX","IOY","IOZ","IPA","IPB","IPC","IPD","IPE","IPF","IPG","IPH","IPI","IPJ","IPK","IPL","IPM","IPN","IPO","IPP","IPQ","IPR","IPS","IPT","IPU","IPV","IPW","IPX","IPY","IPZ","IQA","IQB","IQC","IQD","IQE","IQF","IQG","IQH","IQI","IQJ","IQK","IQL","IQM","IQN","IQO","IQP","IQQ","IQR","IQS","IQT","IQU","IQV","IQW","IQX","IQY","IQZ","IRA","IRB","IRC","IRD","IRE","IRF","IRG","IRH","IRI","IRJ","IRK","IRL","IRM","IRN","IRO","IRP","IRQ","IRR","IRS","IRT","IRU","IRV","IRW","IRX","IRY","IRZ","ISA","ISB","ISC","ISD","ISE","ISF","ISG","ISH","ISI","ISJ","ISK","ISL","ISM","ISN","ISO","ISP","ISQ","ISR","ISS","IST","ISU","ISV","ISW","ISX","ISY","ISZ","ITA","ITB","ITC","ITD","ITE","ITF","ITG","ITH","ITI","ITJ","ITK","ITL","ITM","ITN","ITO","ITP","ITQ","ITR","ITS","ITT","ITU","ITV","ITW","ITX","ITY","ITZ","IUA","IUB","IUC","IUD","IUE","IUF","IUG","IUH","IUI","IUJ","IUK","IUL","IUM","IUN","IUO","IUP","IUQ","IUR","IUS","IUT","IUU","IUV","IUW","IUX","IUY","IUZ","IVA","IVB","IVC","IVD","IVE","IVF","IVG","IVH","IVI","IVJ","IVK","IVL","IVM","IVN","IVO","IVP","IVQ","IVR","IVS","IVT","IVU","IVV","IVW","IVX","IVY","IVZ","IWA","IWB","IWC","IWD","IWE","IWF","IWG","IWH","IWI","IWJ","IWK","IWL","IWM","IWN","IWO","IWP","IWQ","IWR","IWS","IWT","IWU","IWV","IWW","IWX","IWY","IWZ","IXA","IXB","IXC","IXD","IXE","IXF","IXG","IXH","IXI","IXJ","IXK","IXL","IXM","IXN","IXO","IXP","IXQ","IXR","IXS","IXT","IXU","IXV","IXW","IXX","IXY","IXZ","IYA","IYB","IYC","IYD","IYE","IYF","IYG","IYH","IYI","IYJ","IYK","IYL","IYM","IYN","IYO","IYP","IYQ","IYR","IYS","IYT","IYU","IYV","IYW","IYX","IYY","IYZ","IZA","IZB","IZC","IZD","IZE","IZF","IZG","IZH","IZI","IZJ","IZK","IZL","IZM","IZN","IZO","IZP","IZQ","IZR","IZS","IZT","IZU","IZV","IZW","IZX","IZY","IZZ","JAA","JAB","JAC","JAD","JAE","JAF","JAG","JAH","JAI","JAJ","JAK","JAL","JAM","JAN","JAO","JAP","JAQ","JAR","JAS","JAT","JAU","JAV","JAW","JAX","JAY","JAZ","JBA","JBB","JBC","JBD","JBE","JBF","JBG","JBH","JBI","JBJ","JBK","JBL","JBM","JBN","JBO","JBP","JBQ","JBR","JBS","JBT","JBU","JBV","JBW","JBX","JBY","JBZ","JCA","JCB","JCC","JCD","JCE","JCF","JCG","JCH","JCI","JCJ","JCK","JCL","JCM","JCN","JCO","JCP","JCQ","JCR","JCS","JCT","JCU","JCV","JCW","JCX","JCY","JCZ","JDA","JDB","JDC","JDD","JDE","JDF","JDG","JDH","JDI","JDJ","JDK","JDL","JDM","JDN","JDO","JDP","JDQ","JDR","JDS","JDT","JDU","JDV","JDW","JDX","JDY","JDZ","JEA","JEB","JEC","JED","JEE","JEF","JEG","JEH","JEI","JEJ","JEK","JEL","JEM","JEN","JEO","JEP","JEQ","JER","JES","JET","JEU","JEV","JEW","JEX","JEY","JEZ","JFA","JFB","JFC","JFD","JFE","JFF","JFG","JFH","JFI","JFJ","JFK","JFL","JFM","JFN","JFO","JFP","JFQ","JFR","JFS","JFT","JFU","JFV","JFW","JFX","JFY","JFZ","JGA","JGB","JGC","JGD","JGE","JGF","JGG","JGH","JGI","JGJ","JGK","JGL","JGM","JGN","JGO","JGP","JGQ","JGR","JGS","JGT","JGU","JGV","JGW","JGX","JGY","JGZ","JHA","JHB","JHC","JHD","JHE","JHF","JHG","JHH","JHI","JHJ","JHK","JHL","JHM","JHN","JHO","JHP","JHQ","JHR","JHS","JHT","JHU","JHV","JHW","JHX","JHY","JHZ","JIA","JIB","JIC","JID","JIE","JIF","JIG","JIH","JII","JIJ","JIK","JIL","JIM","JIN","JIO","JIP","JIQ","JIR","JIS","JIT","JIU","JIV","JIW","JIX","JIY","JIZ","JJA","JJB","JJC","JJD","JJE","JJF","JJG","JJH","JJI","JJJ","JJK","JJL","JJM","JJN","JJO","JJP","JJQ","JJR","JJS","JJT","JJU","JJV","JJW","JJX","JJY","JJZ","JKA","JKB","JKC","JKD","JKE","JKF","JKG","JKH","JKI","JKJ","JKK","JKL","JKM","JKN","JKO","JKP","JKQ","JKR","JKS","JKT","JKU","JKV","JKW","JKX","JKY","JKZ","JLA","JLB","JLC","JLD","JLE","JLF","JLG","JLH","JLI","JLJ","JLK","JLL","JLM","JLN","JLO","JLP","JLQ","JLR","JLS","JLT","JLU","JLV","JLW","JLX","JLY","JLZ","JMA","JMB","JMC","JMD","JME","JMF","JMG","JMH","JMI","JMJ","JMK","JML","JMM","JMN","JMO","JMP","JMQ","JMR","JMS","JMT","JMU","JMV","JMW","JMX","JMY","JMZ","JNA","JNB","JNC","JND","JNE","JNF","JNG","JNH","JNI","JNJ","JNK","JNL","JNM","JNN","JNO","JNP","JNQ","JNR","JNS","JNT","JNU","JNV","JNW","JNX","JNY","JNZ","JOA","JOB","JOC","JOD","JOE","JOF","JOG","JOH","JOI","JOJ","JOK","JOL","JOM","JON","JOO","JOP","JOQ","JOR","JOS","JOT","JOU","JOV","JOW","JOX","JOY","JOZ","JPA","JPB","JPC","JPD","JPE","JPF","JPG","JPH","JPI","JPJ","JPK","JPL","JPM","JPN","JPO","JPP","JPQ","JPR","JPS","JPT","JPU","JPV","JPW","JPX","JPY","JPZ","JQA","JQB","JQC","JQD","JQE","JQF","JQG","JQH","JQI","JQJ","JQK","JQL","JQM","JQN","JQO","JQP","JQQ","JQR","JQS","JQT","JQU","JQV","JQW","JQX","JQY","JQZ","JRA","JRB","JRC","JRD","JRE","JRF","JRG","JRH","JRI","JRJ","JRK","JRL","JRM","JRN","JRO","JRP","JRQ","JRR","JRS","JRT","JRU","JRV","JRW","JRX","JRY","JRZ","JSA","JSB","JSC","JSD","JSE","JSF","JSG","JSH","JSI","JSJ","JSK","JSL","JSM","JSN","JSO","JSP","JSQ","JSR","JSS","JST","JSU","JSV","JSW","JSX","JSY","JSZ","JTA","JTB","JTC","JTD","JTE","JTF","JTG","JTH","JTI","JTJ","JTK","JTL","JTM","JTN","JTO","JTP","JTQ","JTR","JTS","JTT","JTU","JTV","JTW","JTX","JTY","JTZ","JUA","JUB","JUC","JUD","JUE","JUF","JUG","JUH","JUI","JUJ","JUK","JUL","JUM","JUN","JUO","JUP","JUQ","JUR","JUS","JUT","JUU","JUV","JUW","JUX","JUY","JUZ","JVA","JVB","JVC","JVD","JVE","JVF","JVG","JVH","JVI","JVJ","JVK","JVL","JVM","JVN","JVO","JVP","JVQ","JVR","JVS","JVT","JVU","JVV","JVW","JVX","JVY","JVZ","JWA","JWB","JWC","JWD","JWE","JWF","JWG","JWH","JWI","JWJ","JWK","JWL","JWM","JWN","JWO","JWP","JWQ","JWR","JWS","JWT","JWU","JWV","JWW","JWX","JWY","JWZ","JXA","JXB","JXC","JXD","JXE","JXF","JXG","JXH","JXI","JXJ","JXK","JXL","JXM","JXN","JXO","JXP","JXQ","JXR","JXS","JXT","JXU","JXV","JXW","JXX","JXY","JXZ","JYA","JYB","JYC","JYD","JYE","JYF","JYG","JYH","JYI","JYJ","JYK","JYL","JYM","JYN","JYO","JYP","JYQ","JYR","JYS","JYT","JYU","JYV","JYW","JYX","JYY","JYZ","JZA","JZB","JZC","JZD","JZE","JZF","JZG","JZH","JZI","JZJ","JZK","JZL","JZM","JZN","JZO","JZP","JZQ","JZR","JZS","JZT","JZU","JZV","JZW","JZX","JZY","JZZ","KAA","KAB","KAC","KAD","KAE","KAF","KAG","KAH","KAI","KAJ","KAK","KAL","KAM","KAN","KAO","KAP","KAQ","KAR","KAS","KAT","KAU","KAV","KAW","KAX","KAY","KAZ","KBA","KBB","KBC","KBD","KBE","KBF","KBG","KBH","KBI","KBJ","KBK","KBL","KBM","KBN","KBO","KBP","KBQ","KBR","KBS","KBT","KBU","KBV","KBW","KBX","KBY","KBZ","KCA","KCB","KCC","KCD","KCE","KCF","KCG","KCH","KCI","KCJ","KCK","KCL","KCM","KCN","KCO","KCP","KCQ","KCR","KCS","KCT","KCU","KCV","KCW","KCX","KCY","KCZ","KDA","KDB","KDC","KDD","KDE","KDF","KDG","KDH","KDI","KDJ","KDK","KDL","KDM","KDN","KDO","KDP","KDQ","KDR","KDS","KDT","KDU","KDV","KDW","KDX","KDY","KDZ","KEA","KEB","KEC","KED","KEE","KEF","KEG","KEH","KEI","KEJ","KEK","KEL","KEM","KEN","KEO","KEP","KEQ","KER","KES","KET","KEU","KEV","KEW","KEX","KEY","KEZ","KFA","KFB","KFC","KFD","KFE","KFF","KFG","KFH","KFI","KFJ","KFK","KFL","KFM","KFN","KFO","KFP","KFQ","KFR","KFS","KFT","KFU","KFV","KFW","KFX","KFY","KFZ","KGA","KGB","KGC","KGD","KGE","KGF","KGG","KGH","KGI","KGJ","KGK","KGL","KGM","KGN","KGO","KGP","KGQ","KGR","KGS","KGT","KGU","KGV","KGW","KGX","KGY","KGZ","KHA","KHB","KHC","KHD","KHE","KHF","KHG","KHH","KHI","KHJ","KHK","KHL","KHM","KHN","KHO","KHP","KHQ","KHR","KHS","KHT","KHU","KHV","KHW","KHX","KHY","KHZ","KIA","KIB","KIC","KID","KIE","KIF","KIG","KIH","KII","KIJ","KIK","KIL","KIM","KIN","KIO","KIP","KIQ","KIR","KIS","KIT","KIU","KIV","KIW","KIX","KIY","KIZ","KJA","KJB","KJC","KJD","KJE","KJF","KJG","KJH","KJI","KJJ","KJK","KJL","KJM","KJN","KJO","KJP","KJQ","KJR","KJS","KJT","KJU","KJV","KJW","KJX","KJY","KJZ","KKA","KKB","KKC","KKD","KKE","KKF","KKG","KKH","KKI","KKJ","KKK","KKL","KKM","KKN","KKO","KKP","KKQ","KKR","KKS","KKT","KKU","KKV","KKW","KKX","KKY","KKZ","KLA","KLB","KLC","KLD","KLE","KLF","KLG","KLH","KLI","KLJ","KLK","KLL","KLM","KLN","KLO","KLP","KLQ","KLR","KLS","KLT","KLU","KLV","KLW","KLX","KLY","KLZ","KMA","KMB","KMC","KMD","KME","KMF","KMG","KMH","KMI","KMJ","KMK","KML","KMM","KMN","KMO","KMP","KMQ","KMR","KMS","KMT","KMU","KMV","KMW","KMX","KMY","KMZ","KNA","KNB","KNC","KND","KNE","KNF","KNG","KNH","KNI","KNJ","KNK","KNL","KNM","KNN","KNO","KNP","KNQ","KNR","KNS","KNT","KNU","KNV","KNW","KNX","KNY","KNZ","KOA","KOB","KOC","KOD","KOE","KOF","KOG","KOH","KOI","KOJ","KOK","KOL","KOM","KON","KOO","KOP","KOQ","KOR","KOS","KOT","KOU","KOV","KOW","KOX","KOY","KOZ","KPA","KPB","KPC","KPD","KPE","KPF","KPG","KPH","KPI","KPJ","KPK","KPL","KPM","KPN","KPO","KPP","KPQ","KPR","KPS","KPT","KPU","KPV","KPW","KPX","KPY","KPZ","KQA","KQB","KQC","KQD","KQE","KQF","KQG","KQH","KQI","KQJ","KQK","KQL","KQM","KQN","KQO","KQP","KQQ","KQR","KQS","KQT","KQU","KQV","KQW","KQX","KQY","KQZ","KRA","KRB","KRC","KRD","KRE","KRF","KRG","KRH","KRI","KRJ","KRK","KRL","KRM","KRN","KRO","KRP","KRQ","KRR","KRS","KRT","KRU","KRV","KRW","KRX","KRY","KRZ","KSA","KSB","KSC","KSD","KSE","KSF","KSG","KSH","KSI","KSJ","KSK","KSL","KSM","KSN","KSO","KSP","KSQ","KSR","KSS","KST","KSU","KSV","KSW","KSX","KSY","KSZ","KTA","KTB","KTC","KTD","KTE","KTF","KTG","KTH","KTI","KTJ","KTK","KTL","KTM","KTN","KTO","KTP","KTQ","KTR","KTS","KTT","KTU","KTV","KTW","KTX","KTY","KTZ","KUA","KUB","KUC","KUD","KUE","KUF","KUG","KUH","KUI","KUJ","KUK","KUL","KUM","KUN","KUO","KUP","KUQ","KUR","KUS","KUT","KUU","KUV","KUW","KUX","KUY","KUZ","KVA","KVB","KVC","KVD","KVE","KVF","KVG","KVH","KVI","KVJ","KVK","KVL","KVM","KVN","KVO","KVP","KVQ","KVR","KVS","KVT","KVU","KVV","KVW","KVX","KVY","KVZ","KWA","KWB","KWC","KWD","KWE","KWF","KWG","KWH","KWI","KWJ","KWK","KWL","KWM","KWN","KWO","KWP","KWQ","KWR","KWS","KWT","KWU","KWV","KWW","KWX","KWY","KWZ","KXA","KXB","KXC","KXD","KXE","KXF","KXG","KXH","KXI","KXJ","KXK","KXL","KXM","KXN","KXO","KXP","KXQ","KXR","KXS","KXT","KXU","KXV","KXW","KXX","KXY","KXZ","KYA","KYB","KYC","KYD","KYE","KYF","KYG","KYH","KYI","KYJ","KYK","KYL","KYM","KYN","KYO","KYP","KYQ","KYR","KYS","KYT","KYU","KYV","KYW","KYX","KYY","KYZ","KZA","KZB","KZC","KZD","KZE","KZF","KZG","KZH","KZI","KZJ","KZK","KZL","KZM","KZN","KZO","KZP","KZQ","KZR","KZS","KZT","KZU","KZV","KZW","KZX","KZY","KZZ","LAA","LAB","LAC","LAD","LAE","LAF","LAG","LAH","LAI","LAJ","LAK","LAL","LAM","LAN","LAO","LAP","LAQ","LAR","LAS","LAT","LAU","LAV","LAW","LAX","LAY","LAZ","LBA","LBB","LBC","LBD","LBE","LBF","LBG","LBH","LBI","LBJ","LBK","LBL","LBM","LBN","LBO","LBP","LBQ","LBR","LBS","LBT","LBU","LBV","LBW","LBX","LBY","LBZ","LCA","LCB","LCC","LCD","LCE","LCF","LCG","LCH","LCI","LCJ","LCK","LCL","LCM","LCN","LCO","LCP","LCQ","LCR","LCS","LCT","LCU","LCV","LCW","LCX","LCY","LCZ","LDA","LDB","LDC","LDD","LDE","LDF","LDG","LDH","LDI","LDJ","LDK","LDL","LDM","LDN","LDO","LDP","LDQ","LDR","LDS","LDT","LDU","LDV","LDW","LDX","LDY","LDZ","LEA","LEB","LEC","LED","LEE","LEF","LEG","LEH","LEI","LEJ","LEK","LEL","LEM","LEN","LEO","LEP","LEQ","LER","LES","LET","LEU","LEV","LEW","LEX","LEY","LEZ","LFA","LFB","LFC","LFD","LFE","LFF","LFG","LFH","LFI","LFJ","LFK","LFL","LFM","LFN","LFO","LFP","LFQ","LFR","LFS","LFT","LFU","LFV","LFW","LFX","LFY","LFZ","LGA","LGB","LGC","LGD","LGE","LGF","LGG","LGH","LGI","LGJ","LGK","LGL","LGM","LGN","LGO","LGP","LGQ","LGR","LGS","LGT","LGU","LGV","LGW","LGX","LGY","LGZ","LHA","LHB","LHC","LHD","LHE","LHF","LHG","LHH","LHI","LHJ","LHK","LHL","LHM","LHN","LHO","LHP","LHQ","LHR","LHS","LHT","LHU","LHV","LHW","LHX","LHY","LHZ","LIA","LIB","LIC","LID","LIE","LIF","LIG","LIH","LII","LIJ","LIK","LIL","LIM","LIN","LIO","LIP","LIQ","LIR","LIS","LIT","LIU","LIV","LIW","LIX","LIY","LIZ","LJA","LJB","LJC","LJD","LJE","LJF","LJG","LJH","LJI","LJJ","LJK","LJL","LJM","LJN","LJO","LJP","LJQ","LJR","LJS","LJT","LJU","LJV","LJW","LJX","LJY","LJZ","LKA","LKB","LKC","LKD","LKE","LKF","LKG","LKH","LKI","LKJ","LKK","LKL","LKM","LKN","LKO","LKP","LKQ","LKR","LKS","LKT","LKU","LKV","LKW","LKX","LKY","LKZ","LLA","LLB","LLC","LLD","LLE","LLF","LLG","LLH","LLI","LLJ","LLK","LLL","LLM","LLN","LLO","LLP","LLQ","LLR","LLS","LLT","LLU","LLV","LLW","LLX","LLY","LLZ","LMA","LMB","LMC","LMD","LME","LMF","LMG","LMH","LMI","LMJ","LMK","LML","LMM","LMN","LMO","LMP","LMQ","LMR","LMS","LMT","LMU","LMV","LMW","LMX","LMY","LMZ","LNA","LNB","LNC","LND","LNE","LNF","LNG","LNH","LNI","LNJ","LNK","LNL","LNM","LNN","LNO","LNP","LNQ","LNR","LNS","LNT","LNU","LNV","LNW","LNX","LNY","LNZ","LOA","LOB","LOC","LOD","LOE","LOF","LOG","LOH","LOI","LOJ","LOK","LOL","LOM","LON","LOO","LOP","LOQ","LOR","LOS","LOT","LOU","LOV","LOW","LOX","LOY","LOZ","LPA","LPB","LPC","LPD","LPE","LPF","LPG","LPH","LPI","LPJ","LPK","LPL","LPM","LPN","LPO","LPP","LPQ","LPR","LPS","LPT","LPU","LPV","LPW","LPX","LPY","LPZ","LQA","LQB","LQC","LQD","LQE","LQF","LQG","LQH","LQI","LQJ","LQK","LQL","LQM","LQN","LQO","LQP","LQQ","LQR","LQS","LQT","LQU","LQV","LQW","LQX","LQY","LQZ","LRA","LRB","LRC","LRD","LRE","LRF","LRG","LRH","LRI","LRJ","LRK","LRL","LRM","LRN","LRO","LRP","LRQ","LRR","LRS","LRT","LRU","LRV","LRW","LRX","LRY","LRZ","LSA","LSB","LSC","LSD","LSE","LSF","LSG","LSH","LSI","LSJ","LSK","LSL","LSM","LSN","LSO","LSP","LSQ","LSR","LSS","LST","LSU","LSV","LSW","LSX","LSY","LSZ","LTA","LTB","LTC","LTD","LTE","LTF","LTG","LTH","LTI","LTJ","LTK","LTL","LTM","LTN","LTO","LTP","LTQ","LTR","LTS","LTT","LTU","LTV","LTW","LTX","LTY","LTZ","LUA","LUB","LUC","LUD","LUE","LUF","LUG","LUH","LUI","LUJ","LUK","LUL","LUM","LUN","LUO","LUP","LUQ","LUR","LUS","LUT","LUU","LUV","LUW","LUX","LUY","LUZ","LVA","LVB","LVC","LVD","LVE","LVF","LVG","LVH","LVI","LVJ","LVK","LVL","LVM","LVN","LVO","LVP","LVQ","LVR","LVS","LVT","LVU","LVV","LVW","LVX","LVY","LVZ","LWA","LWB","LWC","LWD","LWE","LWF","LWG","LWH","LWI","LWJ","LWK","LWL","LWM","LWN","LWO","LWP","LWQ","LWR","LWS","LWT","LWU","LWV","LWW","LWX","LWY","LWZ","LXA","LXB","LXC","LXD","LXE","LXF","LXG","LXH","LXI","LXJ","LXK","LXL","LXM","LXN","LXO","LXP","LXQ","LXR","LXS","LXT","LXU","LXV","LXW","LXX","LXY","LXZ","LYA","LYB","LYC","LYD","LYE","LYF","LYG","LYH","LYI","LYJ","LYK","LYL","LYM","LYN","LYO","LYP","LYQ","LYR","LYS","LYT","LYU","LYV","LYW","LYX","LYY","LYZ","LZA","LZB","LZC","LZD","LZE","LZF","LZG","LZH","LZI","LZJ","LZK","LZL","LZM","LZN","LZO","LZP","LZQ","LZR","LZS","LZT","LZU","LZV","LZW","LZX","LZY","LZZ","MAA","MAB","MAC","MAD","MAE","MAF","MAG","MAH","MAI","MAJ","MAK","MAL","MAM","MAN","MAO","MAP","MAQ","MAR","MAS","MAT","MAU","MAV","MAW","MAX","MAY","MAZ","MBA","MBB","MBC","MBD","MBE","MBF","MBG","MBH","MBI","MBJ","MBK","MBL","MBM","MBN","MBO","MBP","MBQ","MBR","MBS","MBT","MBU","MBV","MBW","MBX","MBY","MBZ","MCA","MCB","MCC","MCD","MCE","MCF","MCG","MCH","MCI","MCJ","MCK","MCL","MCM","MCN","MCO","MCP","MCQ","MCR","MCS","MCT","MCU","MCV","MCW","MCX","MCY","MCZ","MDA","MDB","MDC","MDD","MDE","MDF","MDG","MDH","MDI","MDJ","MDK","MDL","MDM","MDN","MDO","MDP","MDQ","MDR","MDS","MDT","MDU","MDV","MDW","MDX","MDY","MDZ","MEA","MEB","MEC","MED","MEE","MEF","MEG","MEH","MEI","MEJ","MEK","MEL","MEM","MEN","MEO","MEP","MEQ","MER","MES","MET","MEU","MEV","MEW","MEX","MEY","MEZ","MFA","MFB","MFC","MFD","MFE","MFF","MFG","MFH","MFI","MFJ","MFK","MFL","MFM","MFN","MFO","MFP","MFQ","MFR","MFS","MFT","MFU","MFV","MFW","MFX","MFY","MFZ","MGA","MGB","MGC","MGD","MGE","MGF","MGG","MGH","MGI","MGJ","MGK","MGL","MGM","MGN","MGO","MGP","MGQ","MGR","MGS","MGT","MGU","MGV","MGW","MGX","MGY","MGZ","MHA","MHB","MHC","MHD","MHE","MHF","MHG","MHH","MHI","MHJ","MHK","MHL","MHM","MHN","MHO","MHP","MHQ","MHR","MHS","MHT","MHU","MHV","MHW","MHX","MHY","MHZ","MIA","MIB","MIC","MID","MIE","MIF","MIG","MIH","MII","MIJ","MIK","MIL","MIM","MIN","MIO","MIP","MIQ","MIR","MIS","MIT","MIU","MIV","MIW","MIX","MIY","MIZ","MJA","MJB","MJC","MJD","MJE","MJF","MJG","MJH","MJI","MJJ","MJK","MJL","MJM","MJN","MJO","MJP","MJQ","MJR","MJS","MJT","MJU","MJV","MJW","MJX","MJY","MJZ","MKA","MKB","MKC","MKD","MKE","MKF","MKG","MKH","MKI","MKJ","MKK","MKL","MKM","MKN","MKO","MKP","MKQ","MKR","MKS","MKT","MKU","MKV","MKW","MKX","MKY","MKZ","MLA","MLB","MLC","MLD","MLE","MLF","MLG","MLH","MLI","MLJ","MLK","MLL","MLM","MLN","MLO","MLP","MLQ","MLR","MLS","MLT","MLU","MLV","MLW","MLX","MLY","MLZ","MMA","MMB","MMC","MMD","MME","MMF","MMG","MMH","MMI","MMJ","MMK","MML","MMM","MMN","MMO","MMP","MMQ","MMR","MMS","MMT","MMU","MMV","MMW","MMX","MMY","MMZ","MNA","MNB","MNC","MND","MNE","MNF","MNG","MNH","MNI","MNJ","MNK","MNL","MNM","MNN","MNO","MNP","MNQ","MNR","MNS","MNT","MNU","MNV","MNW","MNX","MNY","MNZ","MOA","MOB","MOC","MOD","MOE","MOF","MOG","MOH","MOI","MOJ","MOK","MOL","MOM","MON","MOO","MOP","MOQ","MOR","MOS","MOT","MOU","MOV","MOW","MOX","MOY","MOZ","MPA","MPB","MPC","MPD","MPE","MPF","MPG","MPH","MPI","MPJ","MPK","MPL","MPM","MPN","MPO","MPP","MPQ","MPR","MPS","MPT","MPU","MPV","MPW","MPX","MPY","MPZ","MQA","MQB","MQC","MQD","MQE","MQF","MQG","MQH","MQI","MQJ","MQK","MQL","MQM","MQN","MQO","MQP","MQQ","MQR","MQS","MQT","MQU","MQV","MQW","MQX","MQY","MQZ","MRA","MRB","MRC","MRD","MRE","MRF","MRG","MRH","MRI","MRJ","MRK","MRL","MRM","MRN","MRO","MRP","MRQ","MRR","MRS","MRT","MRU","MRV","MRW","MRX","MRY","MRZ","MSA","MSB","MSC","MSD","MSE","MSF","MSG","MSH","MSI","MSJ","MSK","MSL","MSM","MSN","MSO","MSP","MSQ","MSR","MSS","MST","MSU","MSV","MSW","MSX","MSY","MSZ","MTA","MTB","MTC","MTD","MTE","MTF","MTG","MTH","MTI","MTJ","MTK","MTL","MTM","MTN","MTO","MTP","MTQ","MTR","MTS","MTT","MTU","MTV","MTW","MTX","MTY","MTZ","MUA","MUB","MUC","MUD","MUE","MUF","MUG","MUH","MUI","MUJ","MUK","MUL","MUM","MUN","MUO","MUP","MUQ","MUR","MUS","MUT","MUU","MUV","MUW","MUX","MUY","MUZ","MVA","MVB","MVC","MVD","MVE","MVF","MVG","MVH","MVI","MVJ","MVK","MVL","MVM","MVN","MVO","MVP","MVQ","MVR","MVS","MVT","MVU","MVV","MVW","MVX","MVY","MVZ","MWA","MWB","MWC","MWD","MWE","MWF","MWG","MWH","MWI","MWJ","MWK","MWL","MWM","MWN","MWO","MWP","MWQ","MWR","MWS","MWT","MWU","MWV","MWW","MWX","MWY","MWZ","MXA","MXB","MXC","MXD","MXE","MXF","MXG","MXH","MXI","MXJ","MXK","MXL","MXM","MXN","MXO","MXP","MXQ","MXR","MXS","MXT","MXU","MXV","MXW","MXX","MXY","MXZ","MYA","MYB","MYC","MYD","MYE","MYF","MYG","MYH","MYI","MYJ","MYK","MYL","MYM","MYN","MYO","MYP","MYQ","MYR","MYS","MYT","MYU","MYV","MYW","MYX","MYY","MYZ","MZA","MZB","MZC","MZD","MZE","MZF","MZG","MZH","MZI","MZJ","MZK","MZL","MZM","MZN","MZO","MZP","MZQ","MZR","MZS","MZT","MZU","MZV","MZW","MZX","MZY","MZZ","NAA","NAB","NAC","NAD","NAE","NAF","NAG","NAH","NAI","NAJ","NAK","NAL","NAM","NAN","NAO","NAP","NAQ","NAR","NAS","NAT","NAU","NAV","NAW","NAX","NAY","NAZ","NBA","NBB","NBC","NBD","NBE","NBF","NBG","NBH","NBI","NBJ","NBK","NBL","NBM","NBN","NBO","NBP","NBQ","NBR","NBS","NBT","NBU","NBV","NBW","NBX","NBY","NBZ","NCA","NCB","NCC","NCD","NCE","NCF","NCG","NCH","NCI","NCJ","NCK","NCL","NCM","NCN","NCO","NCP","NCQ","NCR","NCS","NCT","NCU","NCV","NCW","NCX","NCY","NCZ","NDA","NDB","NDC","NDD","NDE","NDF","NDG","NDH","NDI","NDJ","NDK","NDL","NDM","NDN","NDO","NDP","NDQ","NDR","NDS","NDT","NDU","NDV","NDW","NDX","NDY","NDZ","NEA","NEB","NEC","NED","NEE","NEF","NEG","NEH","NEI","NEJ","NEK","NEL","NEM","NEN","NEO","NEP","NEQ","NER","NES","NET","NEU","NEV","NEW","NEX","NEY","NEZ","NFA","NFB","NFC","NFD","NFE","NFF","NFG","NFH","NFI","NFJ","NFK","NFL","NFM","NFN","NFO","NFP","NFQ","NFR","NFS","NFT","NFU","NFV","NFW","NFX","NFY","NFZ","NGA","NGB","NGC","NGD","NGE","NGF","NGG","NGH","NGI","NGJ","NGK","NGL","NGM","NGN","NGO","NGP","NGQ","NGR","NGS","NGT","NGU","NGV","NGW","NGX","NGY","NGZ","NHA","NHB","NHC","NHD","NHE","NHF","NHG","NHH","NHI","NHJ","NHK","NHL","NHM","NHN","NHO","NHP","NHQ","NHR","NHS","NHT","NHU","NHV","NHW","NHX","NHY","NHZ","NIA","NIB","NIC","NID","NIE","NIF","NIG","NIH","NII","NIJ","NIK","NIL","NIM","NIN","NIO","NIP","NIQ","NIR","NIS","NIT","NIU","NIV","NIW","NIX","NIY","NIZ","NJA","NJB","NJC","NJD","NJE","NJF","NJG","NJH","NJI","NJJ","NJK","NJL","NJM","NJN","NJO","NJP","NJQ","NJR","NJS","NJT","NJU","NJV","NJW","NJX","NJY","NJZ","NKA","NKB","NKC","NKD","NKE","NKF","NKG","NKH","NKI","NKJ","NKK","NKL","NKM","NKN","NKO","NKP","NKQ","NKR","NKS","NKT","NKU","NKV","NKW","NKX","NKY","NKZ","NLA","NLB","NLC","NLD","NLE","NLF","NLG","NLH","NLI","NLJ","NLK","NLL","NLM","NLN","NLO","NLP","NLQ","NLR","NLS","NLT","NLU","NLV","NLW","NLX","NLY","NLZ","NMA","NMB","NMC","NMD","NME","NMF","NMG","NMH","NMI","NMJ","NMK","NML","NMM","NMN","NMO","NMP","NMQ","NMR","NMS","NMT","NMU","NMV","NMW","NMX","NMY","NMZ","NNA","NNB","NNC","NND","NNE","NNF","NNG","NNH","NNI","NNJ","NNK","NNL","NNM","NNN","NNO","NNP","NNQ","NNR","NNS","NNT","NNU","NNV","NNW","NNX","NNY","NNZ","NOA","NOB","NOC","NOD","NOE","NOF","NOG","NOH","NOI","NOJ","NOK","NOL","NOM","NON","NOO","NOP","NOQ","NOR","NOS","NOT","NOU","NOV","NOW","NOX","NOY","NOZ","NPA","NPB","NPC","NPD","NPE","NPF","NPG","NPH","NPI","NPJ","NPK","NPL","NPM","NPN","NPO","NPP","NPQ","NPR","NPS","NPT","NPU","NPV","NPW","NPX","NPY","NPZ","NQA","NQB","NQC","NQD","NQE","NQF","NQG","NQH","NQI","NQJ","NQK","NQL","NQM","NQN","NQO","NQP","NQQ","NQR","NQS","NQT","NQU","NQV","NQW","NQX","NQY","NQZ","NRA","NRB","NRC","NRD","NRE","NRF","NRG","NRH","NRI","NRJ","NRK","NRL","NRM","NRN","NRO","NRP","NRQ","NRR","NRS","NRT","NRU","NRV","NRW","NRX","NRY","NRZ","NSA","NSB","NSC","NSD","NSE","NSF","NSG","NSH","NSI","NSJ","NSK","NSL","NSM","NSN","NSO","NSP","NSQ","NSR","NSS","NST","NSU","NSV","NSW","NSX","NSY","NSZ","NTA","NTB","NTC","NTD","NTE","NTF","NTG","NTH","NTI","NTJ","NTK","NTL","NTM","NTN","NTO","NTP","NTQ","NTR","NTS","NTT","NTU","NTV","NTW","NTX","NTY","NTZ","NUA","NUB","NUC","NUD","NUE","NUF","NUG","NUH","NUI","NUJ","NUK","NUL","NUM","NUN","NUO","NUP","NUQ","NUR","NUS","NUT","NUU","NUV","NUW","NUX","NUY","NUZ","NVA","NVB","NVC","NVD","NVE","NVF","NVG","NVH","NVI","NVJ","NVK","NVL","NVM","NVN","NVO","NVP","NVQ","NVR","NVS","NVT","NVU","NVV","NVW","NVX","NVY","NVZ","NWA","NWB","NWC","NWD","NWE","NWF","NWG","NWH","NWI","NWJ","NWK","NWL","NWM","NWN","NWO","NWP","NWQ","NWR","NWS","NWT","NWU","NWV","NWW","NWX","NWY","NWZ","NXA","NXB","NXC","NXD","NXE","NXF","NXG","NXH","NXI","NXJ","NXK","NXL","NXM","NXN","NXO","NXP","NXQ","NXR","NXS","NXT","NXU","NXV","NXW","NXX","NXY","NXZ","NYA","NYB","NYC","NYD","NYE","NYF","NYG","NYH","NYI","NYJ","NYK","NYL","NYM","NYN","NYO","NYP","NYQ","NYR","NYS","NYT","NYU","NYV","NYW","NYX","NYY","NYZ","NZA","NZB","NZC","NZD","NZE","NZF","NZG","NZH","NZI","NZJ","NZK","NZL","NZM","NZN","NZO","NZP","NZQ","NZR","NZS","NZT","NZU","NZV","NZW","NZX","NZY","NZZ","OAA","OAB","OAC","OAD","OAE","OAF","OAG","OAH","OAI","OAJ","OAK","OAL","OAM","OAN","OAO","OAP","OAQ","OAR","OAS","OAT","OAU","OAV","OAW","OAX","OAY","OAZ","OBA","OBB","OBC","OBD","OBE","OBF","OBG","OBH","OBI","OBJ","OBK","OBL","OBM","OBN","OBO","OBP","OBQ","OBR","OBS","OBT","OBU","OBV","OBW","OBX","OBY","OBZ","OCA","OCB","OCC","OCD","OCE","OCF","OCG","OCH","OCI","OCJ","OCK","OCL","OCM","OCN","OCO","OCP","OCQ","OCR","OCS","OCT","OCU","OCV","OCW","OCX","OCY","OCZ","ODA","ODB","ODC","ODD","ODE","ODF","ODG","ODH","ODI","ODJ","ODK","ODL","ODM","ODN","ODO","ODP","ODQ","ODR","ODS","ODT","ODU","ODV","ODW","ODX","ODY","ODZ","OEA","OEB","OEC","OED","OEE","OEF","OEG","OEH","OEI","OEJ","OEK","OEL","OEM","OEN","OEO","OEP","OEQ","OER","OES","OET","OEU","OEV","OEW","OEX","OEY","OEZ","OFA","OFB","OFC","OFD","OFE","OFF","OFG","OFH","OFI","OFJ","OFK","OFL","OFM","OFN","OFO","OFP","OFQ","OFR","OFS","OFT","OFU","OFV","OFW","OFX","OFY","OFZ","OGA","OGB","OGC","OGD","OGE","OGF","OGG","OGH","OGI","OGJ","OGK","OGL","OGM","OGN","OGO","OGP","OGQ","OGR","OGS","OGT","OGU","OGV","OGW","OGX","OGY","OGZ","OHA","OHB","OHC","OHD","OHE","OHF","OHG","OHH","OHI","OHJ","OHK","OHL","OHM","OHN","OHO","OHP","OHQ","OHR","OHS","OHT","OHU","OHV","OHW","OHX","OHY","OHZ","OIA","OIB","OIC","OID","OIE","OIF","OIG","OIH","OII","OIJ","OIK","OIL","OIM","OIN","OIO","OIP","OIQ","OIR","OIS","OIT","OIU","OIV","OIW","OIX","OIY","OIZ","OJA","OJB","OJC","OJD","OJE","OJF","OJG","OJH","OJI","OJJ","OJK","OJL","OJM","OJN","OJO","OJP","OJQ","OJR","OJS","OJT","OJU","OJV","OJW","OJX","OJY","OJZ","OKA","OKB","OKC","OKD","OKE","OKF","OKG","OKH","OKI","OKJ","OKK","OKL","OKM","OKN","OKO","OKP","OKQ","OKR","OKS","OKT","OKU","OKV","OKW","OKX","OKY","OKZ","OLA","OLB","OLC","OLD","OLE","OLF","OLG","OLH","OLI","OLJ","OLK","OLL","OLM","OLN","OLO","OLP","OLQ","OLR","OLS","OLT","OLU","OLV","OLW","OLX","OLY","OLZ","OMA","OMB","OMC","OMD","OME","OMF","OMG","OMH","OMI","OMJ","OMK","OML","OMM","OMN","OMO","OMP","OMQ","OMR","OMS","OMT","OMU","OMV","OMW","OMX","OMY","OMZ","ONA","ONB","ONC","OND","ONE","ONF","ONG","ONH","ONI","ONJ","ONK","ONL","ONM","ONN","ONO","ONP","ONQ","ONR","ONS","ONT","ONU","ONV","ONW","ONX","ONY","ONZ","OOA","OOB","OOC","OOD","OOE","OOF","OOG","OOH","OOI","OOJ","OOK","OOL","OOM","OON","OOO","OOP","OOQ","OOR","OOS","OOT","OOU","OOV","OOW","OOX","OOY","OOZ","OPA","OPB","OPC","OPD","OPE","OPF","OPG","OPH","OPI","OPJ","OPK","OPL","OPM","OPN","OPO","OPP","OPQ","OPR","OPS","OPT","OPU","OPV","OPW","OPX","OPY","OPZ","OQA","OQB","OQC","OQD","OQE","OQF","OQG","OQH","OQI","OQJ","OQK","OQL","OQM","OQN","OQO","OQP","OQQ","OQR","OQS","OQT","OQU","OQV","OQW","OQX","OQY","OQZ","ORA","ORB","ORC","ORD","ORE","ORF","ORG","ORH","ORI","ORJ","ORK","ORL","ORM","ORN","ORO","ORP","ORQ","ORR","ORS","ORT","ORU","ORV","ORW","ORX","ORY","ORZ","OSA","OSB","OSC","OSD","OSE","OSF","OSG","OSH","OSI","OSJ","OSK","OSL","OSM","OSN","OSO","OSP","OSQ","OSR","OSS","OST","OSU","OSV","OSW","OSX","OSY","OSZ","OTA","OTB","OTC","OTD","OTE","OTF","OTG","OTH","OTI","OTJ","OTK","OTL","OTM","OTN","OTO","OTP","OTQ","OTR","OTS","OTT","OTU","OTV","OTW","OTX","OTY","OTZ","OUA","OUB","OUC","OUD","OUE","OUF","OUG","OUH","OUI","OUJ","OUK","OUL","OUM","OUN","OUO","OUP","OUQ","OUR","OUS","OUT","OUU","OUV","OUW","OUX","OUY","OUZ","OVA","OVB","OVC","OVD","OVE","OVF","OVG","OVH","OVI","OVJ","OVK","OVL","OVM","OVN","OVO","OVP","OVQ","OVR","OVS","OVT","OVU","OVV","OVW","OVX","OVY","OVZ","OWA","OWB","OWC","OWD","OWE","OWF","OWG","OWH","OWI","OWJ","OWK","OWL","OWM","OWN","OWO","OWP","OWQ","OWR","OWS","OWT","OWU","OWV","OWW","OWX","OWY","OWZ","OXA","OXB","OXC","OXD","OXE","OXF","OXG","OXH","OXI","OXJ","OXK","OXL","OXM","OXN","OXO","OXP","OXQ","OXR","OXS","OXT","OXU","OXV","OXW","OXX","OXY","OXZ","OYA","OYB","OYC","OYD","OYE","OYF","OYG","OYH","OYI","OYJ","OYK","OYL","OYM","OYN","OYO","OYP","OYQ","OYR","OYS","OYT","OYU","OYV","OYW","OYX","OYY","OYZ","OZA","OZB","OZC","OZD","OZE","OZF","OZG","OZH","OZI","OZJ","OZK","OZL","OZM","OZN","OZO","OZP","OZQ","OZR","OZS","OZT","OZU","OZV","OZW","OZX","OZY","OZZ","PAA","PAB","PAC","PAD","PAE","PAF","PAG","PAH","PAI","PAJ","PAK","PAL","PAM","PAN","PAO","PAP","PAQ","PAR","PAS","PAT","PAU","PAV","PAW","PAX","PAY","PAZ","PBA","PBB","PBC","PBD","PBE","PBF","PBG","PBH","PBI","PBJ","PBK","PBL","PBM","PBN","PBO","PBP","PBQ","PBR","PBS","PBT","PBU","PBV","PBW","PBX","PBY","PBZ","PCA","PCB","PCC","PCD","PCE","PCF","PCG","PCH","PCI","PCJ","PCK","PCL","PCM","PCN","PCO","PCP","PCQ","PCR","PCS","PCT","PCU","PCV","PCW","PCX","PCY","PCZ","PDA","PDB","PDC","PDD","PDE","PDF","PDG","PDH","PDI","PDJ","PDK","PDL","PDM","PDN","PDO","PDP","PDQ","PDR","PDS","PDT","PDU","PDV","PDW","PDX","PDY","PDZ","PEA","PEB","PEC","PED","PEE","PEF","PEG","PEH","PEI","PEJ","PEK","PEL","PEM","PEN","PEO","PEP","PEQ","PER","PES","PET","PEU","PEV","PEW","PEX","PEY","PEZ","PFA","PFB","PFC","PFD","PFE","PFF","PFG","PFH","PFI","PFJ","PFK","PFL","PFM","PFN","PFO","PFP","PFQ","PFR","PFS","PFT","PFU","PFV","PFW","PFX","PFY","PFZ","PGA","PGB","PGC","PGD","PGE","PGF","PGG","PGH","PGI","PGJ","PGK","PGL","PGM","PGN","PGO","PGP","PGQ","PGR","PGS","PGT","PGU","PGV","PGW","PGX","PGY","PGZ","PHA","PHB","PHC","PHD","PHE","PHF","PHG","PHH","PHI","PHJ","PHK","PHL","PHM","PHN","PHO","PHP","PHQ","PHR","PHS","PHT","PHU","PHV","PHW","PHX","PHY","PHZ","PIA","PIB","PIC","PID","PIE","PIF","PIG","PIH","PII","PIJ","PIK","PIL","PIM","PIN","PIO","PIP","PIQ","PIR","PIS","PIT","PIU","PIV","PIW","PIX","PIY","PIZ","PJA","PJB","PJC","PJD","PJE","PJF","PJG","PJH","PJI","PJJ","PJK","PJL","PJM","PJN","PJO","PJP","PJQ","PJR","PJS","PJT","PJU","PJV","PJW","PJX","PJY","PJZ","PKA","PKB","PKC","PKD","PKE","PKF","PKG","PKH","PKI","PKJ","PKK","PKL","PKM","PKN","PKO","PKP","PKQ","PKR","PKS","PKT","PKU","PKV","PKW","PKX","PKY","PKZ","PLA","PLB","PLC","PLD","PLE","PLF","PLG","PLH","PLI","PLJ","PLK","PLL","PLM","PLN","PLO","PLP","PLQ","PLR","PLS","PLT","PLU","PLV","PLW","PLX","PLY","PLZ","PMA","PMB","PMC","PMD","PME","PMF","PMG","PMH","PMI","PMJ","PMK","PML","PMM","PMN","PMO","PMP","PMQ","PMR","PMS","PMT","PMU","PMV","PMW","PMX","PMY","PMZ","PNA","PNB","PNC","PND","PNE","PNF","PNG","PNH","PNI","PNJ","PNK","PNL","PNM","PNN","PNO","PNP","PNQ","PNR","PNS","PNT","PNU","PNV","PNW","PNX","PNY","PNZ","POA","POB","POC","POD","POE","POF","POG","POH","POI","POJ","POK","POL","POM","PON","POO","POP","POQ","POR","POS","POT","POU","POV","POW","POX","POY","POZ","PPA","PPB","PPC","PPD","PPE","PPF","PPG","PPH","PPI","PPJ","PPK","PPL","PPM","PPN","PPO","PPP","PPQ","PPR","PPS","PPT","PPU","PPV","PPW","PPX","PPY","PPZ","PQA","PQB","PQC","PQD","PQE","PQF","PQG","PQH","PQI","PQJ","PQK","PQL","PQM","PQN","PQO","PQP","PQQ","PQR","PQS","PQT","PQU","PQV","PQW","PQX","PQY","PQZ","PRA","PRB","PRC","PRD","PRE","PRF","PRG","PRH","PRI","PRJ","PRK","PRL","PRM","PRN","PRO","PRP","PRQ","PRR","PRS","PRT","PRU","PRV","PRW","PRX","PRY","PRZ","PSA","PSB","PSC","PSD","PSE","PSF","PSG","PSH","PSI","PSJ","PSK","PSL","PSM","PSN","PSO","PSP","PSQ","PSR","PSS","PST","PSU","PSV","PSW","PSX","PSY","PSZ","PTA","PTB","PTC","PTD","PTE","PTF","PTG","PTH","PTI","PTJ","PTK","PTL","PTM","PTN","PTO","PTP","PTQ","PTR","PTS","PTT","PTU","PTV","PTW","PTX","PTY","PTZ","PUA","PUB","PUC","PUD","PUE","PUF","PUG","PUH","PUI","PUJ","PUK","PUL","PUM","PUN","PUO","PUP","PUQ","PUR","PUS","PUT","PUU","PUV","PUW","PUX","PUY","PUZ","PVA","PVB","PVC","PVD","PVE","PVF","PVG","PVH","PVI","PVJ","PVK","PVL","PVM","PVN","PVO","PVP","PVQ","PVR","PVS","PVT","PVU","PVV","PVW","PVX","PVY","PVZ","PWA","PWB","PWC","PWD","PWE","PWF","PWG","PWH","PWI","PWJ","PWK","PWL","PWM","PWN","PWO","PWP","PWQ","PWR","PWS","PWT","PWU","PWV","PWW","PWX","PWY","PWZ","PXA","PXB","PXC","PXD","PXE","PXF","PXG","PXH","PXI","PXJ","PXK","PXL","PXM","PXN","PXO","PXP","PXQ","PXR","PXS","PXT","PXU","PXV","PXW","PXX","PXY","PXZ","PYA","PYB","PYC","PYD","PYE","PYF","PYG","PYH","PYI","PYJ","PYK","PYL","PYM","PYN","PYO","PYP","PYQ","PYR","PYS","PYT","PYU","PYV","PYW","PYX","PYY","PYZ","PZA","PZB","PZC","PZD","PZE","PZF","PZG","PZH","PZI","PZJ","PZK","PZL","PZM","PZN","PZO","PZP","PZQ","PZR","PZS","PZT","PZU","PZV","PZW","PZX","PZY","PZZ","QAA","QAB","QAC","QAD","QAE","QAF","QAG","QAH","QAI","QAJ","QAK","QAL","QAM","QAN","QAO","QAP","QAQ","QAR","QAS","QAT","QAU","QAV","QAW","QAX","QAY","QAZ","QBA","QBB","QBC","QBD","QBE","QBF","QBG","QBH","QBI","QBJ","QBK","QBL","QBM","QBN","QBO","QBP","QBQ","QBR","QBS","QBT","QBU","QBV","QBW","QBX","QBY","QBZ","QCA","QCB","QCC","QCD","QCE","QCF","QCG","QCH","QCI","QCJ","QCK","QCL","QCM","QCN","QCO","QCP","QCQ","QCR","QCS","QCT","QCU","QCV","QCW","QCX","QCY","QCZ","QDA","QDB","QDC","QDD","QDE","QDF","QDG","QDH","QDI","QDJ","QDK","QDL","QDM","QDN","QDO","QDP","QDQ","QDR","QDS","QDT","QDU","QDV","QDW","QDX","QDY","QDZ","QEA","QEB","QEC","QED","QEE","QEF","QEG","QEH","QEI","QEJ","QEK","QEL","QEM","QEN","QEO","QEP","QEQ","QER","QES","QET","QEU","QEV","QEW","QEX","QEY","QEZ","QFA","QFB","QFC","QFD","QFE","QFF","QFG","QFH","QFI","QFJ","QFK","QFL","QFM","QFN","QFO","QFP","QFQ","QFR","QFS","QFT","QFU","QFV","QFW","QFX","QFY","QFZ","QGA","QGB","QGC","QGD","QGE","QGF","QGG","QGH","QGI","QGJ","QGK","QGL","QGM","QGN","QGO","QGP","QGQ","QGR","QGS","QGT","QGU","QGV","QGW","QGX","QGY","QGZ","QHA","QHB","QHC","QHD","QHE","QHF","QHG","QHH","QHI","QHJ","QHK","QHL","QHM","QHN","QHO","QHP","QHQ","QHR","QHS","QHT","QHU","QHV","QHW","QHX","QHY","QHZ","QIA","QIB","QIC","QID","QIE","QIF","QIG","QIH","QII","QIJ","QIK","QIL","QIM","QIN","QIO","QIP","QIQ","QIR","QIS","QIT","QIU","QIV","QIW","QIX","QIY","QIZ","QJA","QJB","QJC","QJD","QJE","QJF","QJG","QJH","QJI","QJJ","QJK","QJL","QJM","QJN","QJO","QJP","QJQ","QJR","QJS","QJT","QJU","QJV","QJW","QJX","QJY","QJZ","QKA","QKB","QKC","QKD","QKE","QKF","QKG","QKH","QKI","QKJ","QKK","QKL","QKM","QKN","QKO","QKP","QKQ","QKR","QKS","QKT","QKU","QKV","QKW","QKX","QKY","QKZ","QLA","QLB","QLC","QLD","QLE","QLF","QLG","QLH","QLI","QLJ","QLK","QLL","QLM","QLN","QLO","QLP","QLQ","QLR","QLS","QLT","QLU","QLV","QLW","QLX","QLY","QLZ","QMA","QMB","QMC","QMD","QME","QMF","QMG","QMH","QMI","QMJ","QMK","QML","QMM","QMN","QMO","QMP","QMQ","QMR","QMS","QMT","QMU","QMV","QMW","QMX","QMY","QMZ","QNA","QNB","QNC","QND","QNE","QNF","QNG","QNH","QNI","QNJ","QNK","QNL","QNM","QNN","QNO","QNP","QNQ","QNR","QNS","QNT","QNU","QNV","QNW","QNX","QNY","QNZ","QOA","QOB","QOC","QOD","QOE","QOF","QOG","QOH","QOI","QOJ","QOK","QOL","QOM","QON","QOO","QOP","QOQ","QOR","QOS","QOT","QOU","QOV","QOW","QOX","QOY","QOZ","QPA","QPB","QPC","QPD","QPE","QPF","QPG","QPH","QPI","QPJ","QPK","QPL","QPM","QPN","QPO","QPP","QPQ","QPR","QPS","QPT","QPU","QPV","QPW","QPX","QPY","QPZ","QQA","QQB","QQC","QQD","QQE","QQF","QQG","QQH","QQI","QQJ","QQK","QQL","QQM","QQN","QQO","QQP","QQQ","QQR","QQS","QQT","QQU","QQV","QQW","QQX","QQY","QQZ","QRA","QRB","QRC","QRD","QRE","QRF","QRG","QRH","QRI","QRJ","QRK","QRL","QRM","QRN","QRO","QRP","QRQ","QRR","QRS","QRT","QRU","QRV","QRW","QRX","QRY","QRZ","QSA","QSB","QSC","QSD","QSE","QSF","QSG","QSH","QSI","QSJ","QSK","QSL","QSM","QSN","QSO","QSP","QSQ","QSR","QSS","QST","QSU","QSV","QSW","QSX","QSY","QSZ","QTA","QTB","QTC","QTD","QTE","QTF","QTG","QTH","QTI","QTJ","QTK","QTL","QTM","QTN","QTO","QTP","QTQ","QTR","QTS","QTT","QTU","QTV","QTW","QTX","QTY","QTZ","QUA","QUB","QUC","QUD","QUE","QUF","QUG","QUH","QUI","QUJ","QUK","QUL","QUM","QUN","QUO","QUP","QUQ","QUR","QUS","QUT","QUU","QUV","QUW","QUX","QUY","QUZ","QVA","QVB","QVC","QVD","QVE","QVF","QVG","QVH","QVI","QVJ","QVK","QVL","QVM","QVN","QVO","QVP","QVQ","QVR","QVS","QVT","QVU","QVV","QVW","QVX","QVY","QVZ","QWA","QWB","QWC","QWD","QWE","QWF","QWG","QWH","QWI","QWJ","QWK","QWL","QWM","QWN","QWO","QWP","QWQ","QWR","QWS","QWT","QWU","QWV","QWW","QWX","QWY","QWZ","QXA","QXB","QXC","QXD","QXE","QXF","QXG","QXH","QXI","QXJ","QXK","QXL","QXM","QXN","QXO","QXP","QXQ","QXR","QXS","QXT","QXU","QXV","QXW","QXX","QXY","QXZ","QYA","QYB","QYC","QYD","QYE","QYF","QYG","QYH","QYI","QYJ","QYK","QYL","QYM","QYN","QYO","QYP","QYQ","QYR","QYS","QYT","QYU","QYV","QYW","QYX","QYY","QYZ","QZA","QZB","QZC","QZD","QZE","QZF","QZG","QZH","QZI","QZJ","QZK","QZL","QZM","QZN","QZO","QZP","QZQ","QZR","QZS","QZT","QZU","QZV","QZW","QZX","QZY","QZZ","RAA","RAB","RAC","RAD","RAE","RAF","RAG","RAH","RAI","RAJ","RAK","RAL","RAM","RAN","RAO","RAP","RAQ","RAR","RAS","RAT","RAU","RAV","RAW","RAX","RAY","RAZ","RBA","RBB","RBC","RBD","RBE","RBF","RBG","RBH","RBI","RBJ","RBK","RBL","RBM","RBN","RBO","RBP","RBQ","RBR","RBS","RBT","RBU","RBV","RBW","RBX","RBY","RBZ","RCA","RCB","RCC","RCD","RCE","RCF","RCG","RCH","RCI","RCJ","RCK","RCL","RCM","RCN","RCO","RCP","RCQ","RCR","RCS","RCT","RCU","RCV","RCW","RCX","RCY","RCZ","RDA","RDB","RDC","RDD","RDE","RDF","RDG","RDH","RDI","RDJ","RDK","RDL","RDM","RDN","RDO","RDP","RDQ","RDR","RDS","RDT","RDU","RDV","RDW","RDX","RDY","RDZ","REA","REB","REC","RED","REE","REF","REG","REH","REI","REJ","REK","REL","REM","REN","REO","REP","REQ","RER","RES","RET","REU","REV","REW","REX","REY","REZ","RFA","RFB","RFC","RFD","RFE","RFF","RFG","RFH","RFI","RFJ","RFK","RFL","RFM","RFN","RFO","RFP","RFQ","RFR","RFS","RFT","RFU","RFV","RFW","RFX","RFY","RFZ","RGA","RGB","RGC","RGD","RGE","RGF","RGG","RGH","RGI","RGJ","RGK","RGL","RGM","RGN","RGO","RGP","RGQ","RGR","RGS","RGT","RGU","RGV","RGW","RGX","RGY","RGZ","RHA","RHB","RHC","RHD","RHE","RHF","RHG","RHH","RHI","RHJ","RHK","RHL","RHM","RHN","RHO","RHP","RHQ","RHR","RHS","RHT","RHU","RHV","RHW","RHX","RHY","RHZ","RIA","RIB","RIC","RID","RIE","RIF","RIG","RIH","RII","RIJ","RIK","RIL","RIM","RIN","RIO","RIP","RIQ","RIR","RIS","RIT","RIU","RIV","RIW","RIX","RIY","RIZ","RJA","RJB","RJC","RJD","RJE","RJF","RJG","RJH","RJI","RJJ","RJK","RJL","RJM","RJN","RJO","RJP","RJQ","RJR","RJS","RJT","RJU","RJV","RJW","RJX","RJY","RJZ","RKA","RKB","RKC","RKD","RKE","RKF","RKG","RKH","RKI","RKJ","RKK","RKL","RKM","RKN","RKO","RKP","RKQ","RKR","RKS","RKT","RKU","RKV","RKW","RKX","RKY","RKZ","RLA","RLB","RLC","RLD","RLE","RLF","RLG","RLH","RLI","RLJ","RLK","RLL","RLM","RLN","RLO","RLP","RLQ","RLR","RLS","RLT","RLU","RLV","RLW","RLX","RLY","RLZ","RMA","RMB","RMC","RMD","RME","RMF","RMG","RMH","RMI","RMJ","RMK","RML","RMM","RMN","RMO","RMP","RMQ","RMR","RMS","RMT","RMU","RMV","RMW","RMX","RMY","RMZ","RNA","RNB","RNC","RND","RNE","RNF","RNG","RNH","RNI","RNJ","RNK","RNL","RNM","RNN","RNO","RNP","RNQ","RNR","RNS","RNT","RNU","RNV","RNW","RNX","RNY","RNZ","ROA","ROB","ROC","ROD","ROE","ROF","ROG","ROH","ROI","ROJ","ROK","ROL","ROM","RON","ROO","ROP","ROQ","ROR","ROS","ROT","ROU","ROV","ROW","ROX","ROY","ROZ","RPA","RPB","RPC","RPD","RPE","RPF","RPG","RPH","RPI","RPJ","RPK","RPL","RPM","RPN","RPO","RPP","RPQ","RPR","RPS","RPT","RPU","RPV","RPW","RPX","RPY","RPZ","RQA","RQB","RQC","RQD","RQE","RQF","RQG","RQH","RQI","RQJ","RQK","RQL","RQM","RQN","RQO","RQP","RQQ","RQR","RQS","RQT","RQU","RQV","RQW","RQX","RQY","RQZ","RRA","RRB","RRC","RRD","RRE","RRF","RRG","RRH","RRI","RRJ","RRK","RRL","RRM","RRN","RRO","RRP","RRQ","RRR","RRS","RRT","RRU","RRV","RRW","RRX","RRY","RRZ","RSA","RSB","RSC","RSD","RSE","RSF","RSG","RSH","RSI","RSJ","RSK","RSL","RSM","RSN","RSO","RSP","RSQ","RSR","RSS","RST","RSU","RSV","RSW","RSX","RSY","RSZ","RTA","RTB","RTC","RTD","RTE","RTF","RTG","RTH","RTI","RTJ","RTK","RTL","RTM","RTN","RTO","RTP","RTQ","RTR","RTS","RTT","RTU","RTV","RTW","RTX","RTY","RTZ","RUA","RUB","RUC","RUD","RUE","RUF","RUG","RUH","RUI","RUJ","RUK","RUL","RUM","RUN","RUO","RUP","RUQ","RUR","RUS","RUT","RUU","RUV","RUW","RUX","RUY","RUZ","RVA","RVB","RVC","RVD","RVE","RVF","RVG","RVH","RVI","RVJ","RVK","RVL","RVM","RVN","RVO","RVP","RVQ","RVR","RVS","RVT","RVU","RVV","RVW","RVX","RVY","RVZ","RWA","RWB","RWC","RWD","RWE","RWF","RWG","RWH","RWI","RWJ","RWK","RWL","RWM","RWN","RWO","RWP","RWQ","RWR","RWS","RWT","RWU","RWV","RWW","RWX","RWY","RWZ","RXA","RXB","RXC","RXD","RXE","RXF","RXG","RXH","RXI","RXJ","RXK","RXL","RXM","RXN","RXO","RXP","RXQ","RXR","RXS","RXT","RXU","RXV","RXW","RXX","RXY","RXZ","RYA","RYB","RYC","RYD","RYE","RYF","RYG","RYH","RYI","RYJ","RYK","RYL","RYM","RYN","RYO","RYP","RYQ","RYR","RYS","RYT","RYU","RYV","RYW","RYX","RYY","RYZ","RZA","RZB","RZC","RZD","RZE","RZF","RZG","RZH","RZI","RZJ","RZK","RZL","RZM","RZN","RZO","RZP","RZQ","RZR","RZS","RZT","RZU","RZV","RZW","RZX","RZY","RZZ","SAA","SAB","SAC","SAD","SAE","SAF","SAG","SAH","SAI","SAJ","SAK","SAL","SAM","SAN","SAO","SAP","SAQ","SAR","SAS","SAT","SAU","SAV","SAW","SAX","SAY","SAZ","SBA","SBB","SBC","SBD","SBE","SBF","SBG","SBH","SBI","SBJ","SBK","SBL","SBM","SBN","SBO","SBP","SBQ","SBR","SBS","SBT","SBU","SBV","SBW","SBX","SBY","SBZ","SCA","SCB","SCC","SCD","SCE","SCF","SCG","SCH","SCI","SCJ","SCK","SCL","SCM","SCN","SCO","SCP","SCQ","SCR","SCS","SCT","SCU","SCV","SCW","SCX","SCY","SCZ","SDA","SDB","SDC","SDD","SDE","SDF","SDG","SDH","SDI","SDJ","SDK","SDL","SDM","SDN","SDO","SDP","SDQ","SDR","SDS","SDT","SDU","SDV","SDW","SDX","SDY","SDZ","SEA","SEB","SEC","SED","SEE","SEF","SEG","SEH","SEI","SEJ","SEK","SEL","SEM","SEN","SEO","SEP","SEQ","SER","SES","SET","SEU","SEV","SEW","SEX","SEY","SEZ","SFA","SFB","SFC","SFD","SFE","SFF","SFG","SFH","SFI","SFJ","SFK","SFL","SFM","SFN","SFO","SFP","SFQ","SFR","SFS","SFT","SFU","SFV","SFW","SFX","SFY","SFZ","SGA","SGB","SGC","SGD","SGE","SGF","SGG","SGH","SGI","SGJ","SGK","SGL","SGM","SGN","SGO","SGP","SGQ","SGR","SGS","SGT","SGU","SGV","SGW","SGX","SGY","SGZ","SHA","SHB","SHC","SHD","SHE","SHF","SHG","SHH","SHI","SHJ","SHK","SHL","SHM","SHN","SHO","SHP","SHQ","SHR","SHS","SHT","SHU","SHV","SHW","SHX","SHY","SHZ","SIA","SIB","SIC","SID","SIE","SIF","SIG","SIH","SII","SIJ","SIK","SIL","SIM","SIN","SIO","SIP","SIQ","SIR","SIS","SIT","SIU","SIV","SIW","SIX","SIY","SIZ","SJA","SJB","SJC","SJD","SJE","SJF","SJG","SJH","SJI","SJJ","SJK","SJL","SJM","SJN","SJO","SJP","SJQ","SJR","SJS","SJT","SJU","SJV","SJW","SJX","SJY","SJZ","SKA","SKB","SKC","SKD","SKE","SKF","SKG","SKH","SKI","SKJ","SKK","SKL","SKM","SKN","SKO","SKP","SKQ","SKR","SKS","SKT","SKU","SKV","SKW","SKX","SKY","SKZ","SLA","SLB","SLC","SLD","SLE","SLF","SLG","SLH","SLI","SLJ","SLK","SLL","SLM","SLN","SLO","SLP","SLQ","SLR","SLS","SLT","SLU","SLV","SLW","SLX","SLY","SLZ","SMA","SMB","SMC","SMD","SME","SMF","SMG","SMH","SMI","SMJ","SMK","SML","SMM","SMN","SMO","SMP","SMQ","SMR","SMS","SMT","SMU","SMV","SMW","SMX","SMY","SMZ","SNA","SNB","SNC","SND","SNE","SNF","SNG","SNH","SNI","SNJ","SNK","SNL","SNM","SNN","SNO","SNP","SNQ","SNR","SNS","SNT","SNU","SNV","SNW","SNX","SNY","SNZ","SOA","SOB","SOC","SOD","SOE","SOF","SOG","SOH","SOI","SOJ","SOK","SOL","SOM","SON","SOO","SOP","SOQ","SOR","SOS","SOT","SOU","SOV","SOW","SOX","SOY","SOZ","SPA","SPB","SPC","SPD","SPE","SPF","SPG","SPH","SPI","SPJ","SPK","SPL","SPM","SPN","SPO","SPP","SPQ","SPR","SPS","SPT","SPU","SPV","SPW","SPX","SPY","SPZ","SQA","SQB","SQC","SQD","SQE","SQF","SQG","SQH","SQI","SQJ","SQK","SQL","SQM","SQN","SQO","SQP","SQQ","SQR","SQS","SQT","SQU","SQV","SQW","SQX","SQY","SQZ","SRA","SRB","SRC","SRD","SRE","SRF","SRG","SRH","SRI","SRJ","SRK","SRL","SRM","SRN","SRO","SRP","SRQ","SRR","SRS","SRT","SRU","SRV","SRW","SRX","SRY","SRZ","SSA","SSB","SSC","SSD","SSE","SSF","SSG","SSH","SSI","SSJ","SSK","SSL","SSM","SSN","SSO","SSP","SSQ","SSR","SSS","SST","SSU","SSV","SSW","SSX","SSY","SSZ","STA","STB","STC","STD","STE","STF","STG","STH","STI","STJ","STK","STL","STM","STN","STO","STP","STQ","STR","STS","STT","STU","STV","STW","STX","STY","STZ","SUA","SUB","SUC","SUD","SUE","SUF","SUG","SUH","SUI","SUJ","SUK","SUL","SUM","SUN","SUO","SUP","SUQ","SUR","SUS","SUT","SUU","SUV","SUW","SUX","SUY","SUZ","SVA","SVB","SVC","SVD","SVE","SVF","SVG","SVH","SVI","SVJ","SVK","SVL","SVM","SVN","SVO","SVP","SVQ","SVR","SVS","SVT","SVU","SVV","SVW","SVX","SVY","SVZ","SWA","SWB","SWC","SWD","SWE","SWF","SWG","SWH","SWI","SWJ","SWK","SWL","SWM","SWN","SWO","SWP","SWQ","SWR","SWS","SWT","SWU","SWV","SWW","SWX","SWY","SWZ","SXA","SXB","SXC","SXD","SXE","SXF","SXG","SXH","SXI","SXJ","SXK","SXL","SXM","SXN","SXO","SXP","SXQ","SXR","SXS","SXT","SXU","SXV","SXW","SXX","SXY","SXZ","SYA","SYB","SYC","SYD","SYE","SYF","SYG","SYH","SYI","SYJ","SYK","SYL","SYM","SYN","SYO","SYP","SYQ","SYR","SYS","SYT","SYU","SYV","SYW","SYX","SYY","SYZ","SZA","SZB","SZC","SZD","SZE","SZF","SZG","SZH","SZI","SZJ","SZK","SZL","SZM","SZN","SZO","SZP","SZQ","SZR","SZS","SZT","SZU","SZV","SZW","SZX","SZY","SZZ","TAA","TAB","TAC","TAD","TAE","TAF","TAG","TAH","TAI","TAJ","TAK","TAL","TAM","TAN","TAO","TAP","TAQ","TAR","TAS","TAT","TAU","TAV","TAW","TAX","TAY","TAZ","TBA","TBB","TBC","TBD","TBE","TBF","TBG","TBH","TBI","TBJ","TBK","TBL","TBM","TBN","TBO","TBP","TBQ","TBR","TBS","TBT","TBU","TBV","TBW","TBX","TBY","TBZ","TCA","TCB","TCC","TCD","TCE","TCF","TCG","TCH","TCI","TCJ","TCK","TCL","TCM","TCN","TCO","TCP","TCQ","TCR","TCS","TCT","TCU","TCV","TCW","TCX","TCY","TCZ","TDA","TDB","TDC","TDD","TDE","TDF","TDG","TDH","TDI","TDJ","TDK","TDL","TDM","TDN","TDO","TDP","TDQ","TDR","TDS","TDT","TDU","TDV","TDW","TDX","TDY","TDZ","TEA","TEB","TEC","TED","TEE","TEF","TEG","TEH","TEI","TEJ","TEK","TEL","TEM","TEN","TEO","TEP","TEQ","TER","TES","TET","TEU","TEV","TEW","TEX","TEY","TEZ","TFA","TFB","TFC","TFD","TFE","TFF","TFG","TFH","TFI","TFJ","TFK","TFL","TFM","TFN","TFO","TFP","TFQ","TFR","TFS","TFT","TFU","TFV","TFW","TFX","TFY","TFZ","TGA","TGB","TGC","TGD","TGE","TGF","TGG","TGH","TGI","TGJ","TGK","TGL","TGM","TGN","TGO","TGP","TGQ","TGR","TGS","TGT","TGU","TGV","TGW","TGX","TGY","TGZ","THA","THB","THC","THD","THE","THF","THG","THH","THI","THJ","THK","THL","THM","THN","THO","THP","THQ","THR","THS","THT","THU","THV","THW","THX","THY","THZ","TIA","TIB","TIC","TID","TIE","TIF","TIG","TIH","TII","TIJ","TIK","TIL","TIM","TIN","TIO","TIP","TIQ","TIR","TIS","TIT","TIU","TIV","TIW","TIX","TIY","TIZ","TJA","TJB","TJC","TJD","TJE","TJF","TJG","TJH","TJI","TJJ","TJK","TJL","TJM","TJN","TJO","TJP","TJQ","TJR","TJS","TJT","TJU","TJV","TJW","TJX","TJY","TJZ","TKA","TKB","TKC","TKD","TKE","TKF","TKG","TKH","TKI","TKJ","TKK","TKL","TKM","TKN","TKO","TKP","TKQ","TKR","TKS","TKT","TKU","TKV","TKW","TKX","TKY","TKZ","TLA","TLB","TLC","TLD","TLE","TLF","TLG","TLH","TLI","TLJ","TLK","TLL","TLM","TLN","TLO","TLP","TLQ","TLR","TLS","TLT","TLU","TLV","TLW","TLX","TLY","TLZ","TMA","TMB","TMC","TMD","TME","TMF","TMG","TMH","TMI","TMJ","TMK","TML","TMM","TMN","TMO","TMP","TMQ","TMR","TMS","TMT","TMU","TMV","TMW","TMX","TMY","TMZ","TNA","TNB","TNC","TND","TNE","TNF","TNG","TNH","TNI","TNJ","TNK","TNL","TNM","TNN","TNO","TNP","TNQ","TNR","TNS","TNT","TNU","TNV","TNW","TNX","TNY","TNZ","TOA","TOB","TOC","TOD","TOE","TOF","TOG","TOH","TOI","TOJ","TOK","TOL","TOM","TON","TOO","TOP","TOQ","TOR","TOS","TOT","TOU","TOV","TOW","TOX","TOY","TOZ","TPA","TPB","TPC","TPD","TPE","TPF","TPG","TPH","TPI","TPJ","TPK","TPL","TPM","TPN","TPO","TPP","TPQ","TPR","TPS","TPT","TPU","TPV","TPW","TPX","TPY","TPZ","TQA","TQB","TQC","TQD","TQE","TQF","TQG","TQH","TQI","TQJ","TQK","TQL","TQM","TQN","TQO","TQP","TQQ","TQR","TQS","TQT","TQU","TQV","TQW","TQX","TQY","TQZ","TRA","TRB","TRC","TRD","TRE","TRF","TRG","TRH","TRI","TRJ","TRK","TRL","TRM","TRN","TRO","TRP","TRQ","TRR","TRS","TRT","TRU","TRV","TRW","TRX","TRY","TRZ","TSA","TSB","TSC","TSD","TSE","TSF","TSG","TSH","TSI","TSJ","TSK","TSL","TSM","TSN","TSO","TSP","TSQ","TSR","TSS","TST","TSU","TSV","TSW","TSX","TSY","TSZ","TTA","TTB","TTC","TTD","TTE","TTF","TTG","TTH","TTI","TTJ","TTK","TTL","TTM","TTN","TTO","TTP","TTQ","TTR","TTS","TTT","TTU","TTV","TTW","TTX","TTY","TTZ","TUA","TUB","TUC","TUD","TUE","TUF","TUG","TUH","TUI","TUJ","TUK","TUL","TUM","TUN","TUO","TUP","TUQ","TUR","TUS","TUT","TUU","TUV","TUW","TUX","TUY","TUZ","TVA","TVB","TVC","TVD","TVE","TVF","TVG","TVH","TVI","TVJ","TVK","TVL","TVM","TVN","TVO","TVP","TVQ","TVR","TVS","TVT","TVU","TVV","TVW","TVX","TVY","TVZ","TWA","TWB","TWC","TWD","TWE","TWF","TWG","TWH","TWI","TWJ","TWK","TWL","TWM","TWN","TWO","TWP","TWQ","TWR","TWS","TWT","TWU","TWV","TWW","TWX","TWY","TWZ","TXA","TXB","TXC","TXD","TXE","TXF","TXG","TXH","TXI","TXJ","TXK","TXL","TXM","TXN","TXO","TXP","TXQ","TXR","TXS","TXT","TXU","TXV","TXW","TXX","TXY","TXZ","TYA","TYB","TYC","TYD","TYE","TYF","TYG","TYH","TYI","TYJ","TYK","TYL","TYM","TYN","TYO","TYP","TYQ","TYR","TYS","TYT","TYU","TYV","TYW","TYX","TYY","TYZ","TZA","TZB","TZC","TZD","TZE","TZF","TZG","TZH","TZI","TZJ","TZK","TZL","TZM","TZN","TZO","TZP","TZQ","TZR","TZS","TZT","TZU","TZV","TZW","TZX","TZY","TZZ","UAA","UAB","UAC","UAD","UAE","UAF","UAG","UAH","UAI","UAJ","UAK","UAL","UAM","UAN","UAO","UAP","UAQ","UAR","UAS","UAT","UAU","UAV","UAW","UAX","UAY","UAZ","UBA","UBB","UBC","UBD","UBE","UBF","UBG","UBH","UBI","UBJ","UBK","UBL","UBM","UBN","UBO","UBP","UBQ","UBR","UBS","UBT","UBU","UBV","UBW","UBX","UBY","UBZ","UCA","UCB","UCC","UCD","UCE","UCF","UCG","UCH","UCI","UCJ","UCK","UCL","UCM","UCN","UCO","UCP","UCQ","UCR","UCS","UCT","UCU","UCV","UCW","UCX","UCY","UCZ","UDA","UDB","UDC","UDD","UDE","UDF","UDG","UDH","UDI","UDJ","UDK","UDL","UDM","UDN","UDO","UDP","UDQ","UDR","UDS","UDT","UDU","UDV","UDW","UDX","UDY","UDZ","UEA","UEB","UEC","UED","UEE","UEF","UEG","UEH","UEI","UEJ","UEK","UEL","UEM","UEN","UEO","UEP","UEQ","UER","UES","UET","UEU","UEV","UEW","UEX","UEY","UEZ","UFA","UFB","UFC","UFD","UFE","UFF","UFG","UFH","UFI","UFJ","UFK","UFL","UFM","UFN","UFO","UFP","UFQ","UFR","UFS","UFT","UFU","UFV","UFW","UFX","UFY","UFZ","UGA","UGB","UGC","UGD","UGE","UGF","UGG","UGH","UGI","UGJ","UGK","UGL","UGM","UGN","UGO","UGP","UGQ","UGR","UGS","UGT","UGU","UGV","UGW","UGX","UGY","UGZ","UHA","UHB","UHC","UHD","UHE","UHF","UHG","UHH","UHI","UHJ","UHK","UHL","UHM","UHN","UHO","UHP","UHQ","UHR","UHS","UHT","UHU","UHV","UHW","UHX","UHY","UHZ","UIA","UIB","UIC","UID","UIE","UIF","UIG","UIH","UII","UIJ","UIK","UIL","UIM","UIN","UIO","UIP","UIQ","UIR","UIS","UIT","UIU","UIV","UIW","UIX","UIY","UIZ","UJA","UJB","UJC","UJD","UJE","UJF","UJG","UJH","UJI","UJJ","UJK","UJL","UJM","UJN","UJO","UJP","UJQ","UJR","UJS","UJT","UJU","UJV","UJW","UJX","UJY","UJZ","UKA","UKB","UKC","UKD","UKE","UKF","UKG","UKH","UKI","UKJ","UKK","UKL","UKM","UKN","UKO","UKP","UKQ","UKR","UKS","UKT","UKU","UKV","UKW","UKX","UKY","UKZ","ULA","ULB","ULC","ULD","ULE","ULF","ULG","ULH","ULI","ULJ","ULK","ULL","ULM","ULN","ULO","ULP","ULQ","ULR","ULS","ULT","ULU","ULV","ULW","ULX","ULY","ULZ","UMA","UMB","UMC","UMD","UME","UMF","UMG","UMH","UMI","UMJ","UMK","UML","UMM","UMN","UMO","UMP","UMQ","UMR","UMS","UMT","UMU","UMV","UMW","UMX","UMY","UMZ","UNA","UNB","UNC","UND","UNE","UNF","UNG","UNH","UNI","UNJ","UNK","UNL","UNM","UNN","UNO","UNP","UNQ","UNR","UNS","UNT","UNU","UNV","UNW","UNX","UNY","UNZ","UOA","UOB","UOC","UOD","UOE","UOF","UOG","UOH","UOI","UOJ","UOK","UOL","UOM","UON","UOO","UOP","UOQ","UOR","UOS","UOT","UOU","UOV","UOW","UOX","UOY","UOZ","UPA","UPB","UPC","UPD","UPE","UPF","UPG","UPH","UPI","UPJ","UPK","UPL","UPM","UPN","UPO","UPP","UPQ","UPR","UPS","UPT","UPU","UPV","UPW","UPX","UPY","UPZ","UQA","UQB","UQC","UQD","UQE","UQF","UQG","UQH","UQI","UQJ","UQK","UQL","UQM","UQN","UQO","UQP","UQQ","UQR","UQS","UQT","UQU","UQV","UQW","UQX","UQY","UQZ","URA","URB","URC","URD","URE","URF","URG","URH","URI","URJ","URK","URL","URM","URN","URO","URP","URQ","URR","URS","URT","URU","URV","URW","URX","URY","URZ","USA","USB","USC","USD","USE","USF","USG","USH","USI","USJ","USK","USL","USM","USN","USO","USP","USQ","USR","USS","UST","USU","USV","USW","USX","USY","USZ","UTA","UTB","UTC","UTD","UTE","UTF","UTG","UTH","UTI","UTJ","UTK","UTL","UTM","UTN","UTO","UTP","UTQ","UTR","UTS","UTT","UTU","UTV","UTW","UTX","UTY","UTZ","UUA","UUB","UUC","UUD","UUE","UUF","UUG","UUH","UUI","UUJ","UUK","UUL","UUM","UUN","UUO","UUP","UUQ","UUR","UUS","UUT","UUU","UUV","UUW","UUX","UUY","UUZ","UVA","UVB","UVC","UVD","UVE","UVF","UVG","UVH","UVI","UVJ","UVK","UVL","UVM","UVN","UVO","UVP","UVQ","UVR","UVS","UVT","UVU","UVV","UVW","UVX","UVY","UVZ","UWA","UWB","UWC","UWD","UWE","UWF","UWG","UWH","UWI","UWJ","UWK","UWL","UWM","UWN","UWO","UWP","UWQ","UWR","UWS","UWT","UWU","UWV","UWW","UWX","UWY","UWZ","UXA","UXB","UXC","UXD","UXE","UXF","UXG","UXH","UXI","UXJ","UXK","UXL","UXM","UXN","UXO","UXP","UXQ","UXR","UXS","UXT","UXU","UXV","UXW","UXX","UXY","UXZ","UYA","UYB","UYC","UYD","UYE","UYF","UYG","UYH","UYI","UYJ","UYK","UYL","UYM","UYN","UYO","UYP","UYQ","UYR","UYS","UYT","UYU","UYV","UYW","UYX","UYY","UYZ","UZA","UZB","UZC","UZD","UZE","UZF","UZG","UZH","UZI","UZJ","UZK","UZL","UZM","UZN","UZO","UZP","UZQ","UZR","UZS","UZT","UZU","UZV","UZW","UZX","UZY","UZZ","VAA","VAB","VAC","VAD","VAE","VAF","VAG","VAH","VAI","VAJ","VAK","VAL","VAM","VAN","VAO","VAP","VAQ","VAR","VAS","VAT","VAU","VAV","VAW","VAX","VAY","VAZ","VBA","VBB","VBC","VBD","VBE","VBF","VBG","VBH","VBI","VBJ","VBK","VBL","VBM","VBN","VBO","VBP","VBQ","VBR","VBS","VBT","VBU","VBV","VBW","VBX","VBY","VBZ","VCA","VCB","VCC","VCD","VCE","VCF","VCG","VCH","VCI","VCJ","VCK","VCL","VCM","VCN","VCO","VCP","VCQ","VCR","VCS","VCT","VCU","VCV","VCW","VCX","VCY","VCZ","VDA","VDB","VDC","VDD","VDE","VDF","VDG","VDH","VDI","VDJ","VDK","VDL","VDM","VDN","VDO","VDP","VDQ","VDR","VDS","VDT","VDU","VDV","VDW","VDX","VDY","VDZ","VEA","VEB","VEC","VED","VEE","VEF","VEG","VEH","VEI","VEJ","VEK","VEL","VEM","VEN","VEO","VEP","VEQ","VER","VES","VET","VEU","VEV","VEW","VEX","VEY","VEZ","VFA","VFB","VFC","VFD","VFE","VFF","VFG","VFH","VFI","VFJ","VFK","VFL","VFM","VFN","VFO","VFP","VFQ","VFR","VFS","VFT","VFU","VFV","VFW","VFX","VFY","VFZ","VGA","VGB","VGC","VGD","VGE","VGF","VGG","VGH","VGI","VGJ","VGK","VGL","VGM","VGN","VGO","VGP","VGQ","VGR","VGS","VGT","VGU","VGV","VGW","VGX","VGY","VGZ","VHA","VHB","VHC","VHD","VHE","VHF","VHG","VHH","VHI","VHJ","VHK","VHL","VHM","VHN","VHO","VHP","VHQ","VHR","VHS","VHT","VHU","VHV","VHW","VHX","VHY","VHZ","VIA","VIB","VIC","VID","VIE","VIF","VIG","VIH","VII","VIJ","VIK","VIL","VIM","VIN","VIO","VIP","VIQ","VIR","VIS","VIT","VIU","VIV","VIW","VIX","VIY","VIZ","VJA","VJB","VJC","VJD","VJE","VJF","VJG","VJH","VJI","VJJ","VJK","VJL","VJM","VJN","VJO","VJP","VJQ","VJR","VJS","VJT","VJU","VJV","VJW","VJX","VJY","VJZ","VKA","VKB","VKC","VKD","VKE","VKF","VKG","VKH","VKI","VKJ","VKK","VKL","VKM","VKN","VKO","VKP","VKQ","VKR","VKS","VKT","VKU","VKV","VKW","VKX","VKY","VKZ","VLA","VLB","VLC","VLD","VLE","VLF","VLG","VLH","VLI","VLJ","VLK","VLL","VLM","VLN","VLO","VLP","VLQ","VLR","VLS","VLT","VLU","VLV","VLW","VLX","VLY","VLZ","VMA","VMB","VMC","VMD","VME","VMF","VMG","VMH","VMI","VMJ","VMK","VML","VMM","VMN","VMO","VMP","VMQ","VMR","VMS","VMT","VMU","VMV","VMW","VMX","VMY","VMZ","VNA","VNB","VNC","VND","VNE","VNF","VNG","VNH","VNI","VNJ","VNK","VNL","VNM","VNN","VNO","VNP","VNQ","VNR","VNS","VNT","VNU","VNV","VNW","VNX","VNY","VNZ","VOA","VOB","VOC","VOD","VOE","VOF","VOG","VOH","VOI","VOJ","VOK","VOL","VOM","VON","VOO","VOP","VOQ","VOR","VOS","VOT","VOU","VOV","VOW","VOX","VOY","VOZ","VPA","VPB","VPC","VPD","VPE","VPF","VPG","VPH","VPI","VPJ","VPK","VPL","VPM","VPN","VPO","VPP","VPQ","VPR","VPS","VPT","VPU","VPV","VPW","VPX","VPY","VPZ","VQA","VQB","VQC","VQD","VQE","VQF","VQG","VQH","VQI","VQJ","VQK","VQL","VQM","VQN","VQO","VQP","VQQ","VQR","VQS","VQT","VQU","VQV","VQW","VQX","VQY","VQZ","VRA","VRB","VRC","VRD","VRE","VRF","VRG","VRH","VRI","VRJ","VRK","VRL","VRM","VRN","VRO","VRP","VRQ","VRR","VRS","VRT","VRU","VRV","VRW","VRX","VRY","VRZ","VSA","VSB","VSC","VSD","VSE","VSF","VSG","VSH","VSI","VSJ","VSK","VSL","VSM","VSN","VSO","VSP","VSQ","VSR","VSS","VST","VSU","VSV","VSW","VSX","VSY","VSZ","VTA","VTB","VTC","VTD","VTE","VTF","VTG","VTH","VTI","VTJ","VTK","VTL","VTM","VTN","VTO","VTP","VTQ","VTR","VTS","VTT","VTU","VTV","VTW","VTX","VTY","VTZ","VUA","VUB","VUC","VUD","VUE","VUF","VUG","VUH","VUI","VUJ","VUK","VUL","VUM","VUN","VUO","VUP","VUQ","VUR","VUS","VUT","VUU","VUV","VUW","VUX","VUY","VUZ","VVA","VVB","VVC","VVD","VVE","VVF","VVG","VVH","VVI","VVJ","VVK","VVL","VVM","VVN","VVO","VVP","VVQ","VVR","VVS","VVT","VVU","VVV","VVW","VVX","VVY","VVZ","VWA","VWB","VWC","VWD","VWE","VWF","VWG","VWH","VWI","VWJ","VWK","VWL","VWM","VWN","VWO","VWP","VWQ","VWR","VWS","VWT","VWU","VWV","VWW","VWX","VWY","VWZ","VXA","VXB","VXC","VXD","VXE","VXF","VXG","VXH","VXI","VXJ","VXK","VXL","VXM","VXN","VXO","VXP","VXQ","VXR","VXS","VXT","VXU","VXV","VXW","VXX","VXY","VXZ","VYA","VYB","VYC","VYD","VYE","VYF","VYG","VYH","VYI","VYJ","VYK","VYL","VYM","VYN","VYO","VYP","VYQ","VYR","VYS","VYT","VYU","VYV","VYW","VYX","VYY","VYZ","VZA","VZB","VZC","VZD","VZE","VZF","VZG","VZH","VZI","VZJ","VZK","VZL","VZM","VZN","VZO","VZP","VZQ","VZR","VZS","VZT","VZU","VZV","VZW","VZX","VZY","VZZ","WAA","WAB","WAC","WAD","WAE","WAF","WAG","WAH","WAI","WAJ","WAK","WAL","WAM","WAN","WAO","WAP","WAQ","WAR","WAS","WAT","WAU","WAV","WAW","WAX","WAY","WAZ","WBA","WBB","WBC","WBD","WBE","WBF","WBG","WBH","WBI","WBJ","WBK","WBL","WBM","WBN","WBO","WBP","WBQ","WBR","WBS","WBT","WBU","WBV","WBW","WBX","WBY","WBZ","WCA","WCB","WCC","WCD","WCE","WCF","WCG","WCH","WCI","WCJ","WCK","WCL","WCM","WCN","WCO","WCP","WCQ","WCR","WCS","WCT","WCU","WCV","WCW","WCX","WCY","WCZ","WDA","WDB","WDC","WDD","WDE","WDF","WDG","WDH","WDI","WDJ","WDK","WDL","WDM","WDN","WDO","WDP","WDQ","WDR","WDS","WDT","WDU","WDV","WDW","WDX","WDY","WDZ","WEA","WEB","WEC","WED","WEE","WEF","WEG","WEH","WEI","WEJ","WEK","WEL","WEM","WEN","WEO","WEP","WEQ","WER","WES","WET","WEU","WEV","WEW","WEX","WEY","WEZ","WFA","WFB","WFC","WFD","WFE","WFF","WFG","WFH","WFI","WFJ","WFK","WFL","WFM","WFN","WFO","WFP","WFQ","WFR","WFS","WFT","WFU","WFV","WFW","WFX","WFY","WFZ","WGA","WGB","WGC","WGD","WGE","WGF","WGG","WGH","WGI","WGJ","WGK","WGL","WGM","WGN","WGO","WGP","WGQ","WGR","WGS","WGT","WGU","WGV","WGW","WGX","WGY","WGZ","WHA","WHB","WHC","WHD","WHE","WHF","WHG","WHH","WHI","WHJ","WHK","WHL","WHM","WHN","WHO","WHP","WHQ","WHR","WHS","WHT","WHU","WHV","WHW","WHX","WHY","WHZ","WIA","WIB","WIC","WID","WIE","WIF","WIG","WIH","WII","WIJ","WIK","WIL","WIM","WIN","WIO","WIP","WIQ","WIR","WIS","WIT","WIU","WIV","WIW","WIX","WIY","WIZ","WJA","WJB","WJC","WJD","WJE","WJF","WJG","WJH","WJI","WJJ","WJK","WJL","WJM","WJN","WJO","WJP","WJQ","WJR","WJS","WJT","WJU","WJV","WJW","WJX","WJY","WJZ","WKA","WKB","WKC","WKD","WKE","WKF","WKG","WKH","WKI","WKJ","WKK","WKL","WKM","WKN","WKO","WKP","WKQ","WKR","WKS","WKT","WKU","WKV","WKW","WKX","WKY","WKZ","WLA","WLB","WLC","WLD","WLE","WLF","WLG","WLH","WLI","WLJ","WLK","WLL","WLM","WLN","WLO","WLP","WLQ","WLR","WLS","WLT","WLU","WLV","WLW","WLX","WLY","WLZ","WMA","WMB","WMC","WMD","WME","WMF","WMG","WMH","WMI","WMJ","WMK","WML","WMM","WMN","WMO","WMP","WMQ","WMR","WMS","WMT","WMU","WMV","WMW","WMX","WMY","WMZ","WNA","WNB","WNC","WND","WNE","WNF","WNG","WNH","WNI","WNJ","WNK","WNL","WNM","WNN","WNO","WNP","WNQ","WNR","WNS","WNT","WNU","WNV","WNW","WNX","WNY","WNZ","WOA","WOB","WOC","WOD","WOE","WOF","WOG","WOH","WOI","WOJ","WOK","WOL","WOM","WON","WOO","WOP","WOQ","WOR","WOS","WOT","WOU","WOV","WOW","WOX","WOY","WOZ","WPA","WPB","WPC","WPD","WPE","WPF","WPG","WPH","WPI","WPJ","WPK","WPL","WPM","WPN","WPO","WPP","WPQ","WPR","WPS","WPT","WPU","WPV","WPW","WPX","WPY","WPZ","WQA","WQB","WQC","WQD","WQE","WQF","WQG","WQH","WQI","WQJ","WQK","WQL","WQM","WQN","WQO","WQP","WQQ","WQR","WQS","WQT","WQU","WQV","WQW","WQX","WQY","WQZ","WRA","WRB","WRC","WRD","WRE","WRF","WRG","WRH","WRI","WRJ","WRK","WRL","WRM","WRN","WRO","WRP","WRQ","WRR","WRS","WRT","WRU","WRV","WRW","WRX","WRY","WRZ","WSA","WSB","WSC","WSD","WSE","WSF","WSG","WSH","WSI","WSJ","WSK","WSL","WSM","WSN","WSO","WSP","WSQ","WSR","WSS","WST","WSU","WSV","WSW","WSX","WSY","WSZ","WTA","WTB","WTC","WTD","WTE","WTF","WTG","WTH","WTI","WTJ","WTK","WTL","WTM","WTN","WTO","WTP","WTQ","WTR","WTS","WTT","WTU","WTV","WTW","WTX","WTY","WTZ","WUA","WUB","WUC","WUD","WUE","WUF","WUG","WUH","WUI","WUJ","WUK","WUL","WUM","WUN","WUO","WUP","WUQ","WUR","WUS","WUT","WUU","WUV","WUW","WUX","WUY","WUZ","WVA","WVB","WVC","WVD","WVE","WVF","WVG","WVH","WVI","WVJ","WVK","WVL","WVM","WVN","WVO","WVP","WVQ","WVR","WVS","WVT","WVU","WVV","WVW","WVX","WVY","WVZ","WWA","WWB","WWC","WWD","WWE","WWF","WWG","WWH","WWI","WWJ","WWK","WWL","WWM","WWN","WWO","WWP","WWQ","WWR","WWS","WWT","WWU","WWV","WWW","WWX","WWY","WWZ","WXA","WXB","WXC","WXD","WXE","WXF","WXG","WXH","WXI","WXJ","WXK","WXL","WXM","WXN","WXO","WXP","WXQ","WXR","WXS","WXT","WXU","WXV","WXW","WXX","WXY","WXZ","WYA","WYB","WYC","WYD","WYE","WYF","WYG","WYH","WYI","WYJ","WYK","WYL","WYM","WYN","WYO","WYP","WYQ","WYR","WYS","WYT","WYU","WYV","WYW","WYX","WYY","WYZ","WZA","WZB","WZC","WZD","WZE","WZF","WZG","WZH","WZI","WZJ","WZK","WZL","WZM","WZN","WZO","WZP","WZQ","WZR","WZS","WZT","WZU","WZV","WZW","WZX","WZY","WZZ","XAA","XAB","XAC","XAD","XAE","XAF","XAG","XAH","XAI","XAJ","XAK","XAL","XAM","XAN","XAO","XAP","XAQ","XAR","XAS","XAT","XAU","XAV","XAW","XAX","XAY","XAZ","XBA","XBB","XBC","XBD","XBE","XBF","XBG","XBH","XBI","XBJ","XBK","XBL","XBM","XBN","XBO","XBP","XBQ","XBR","XBS","XBT","XBU","XBV","XBW","XBX","XBY","XBZ","XCA","XCB","XCC","XCD","XCE","XCF","XCG","XCH","XCI","XCJ","XCK","XCL","XCM","XCN","XCO","XCP","XCQ","XCR","XCS","XCT","XCU","XCV","XCW","XCX","XCY","XCZ","XDA","XDB","XDC","XDD","XDE","XDF","XDG","XDH","XDI","XDJ","XDK","XDL","XDM","XDN","XDO","XDP","XDQ","XDR","XDS","XDT","XDU","XDV","XDW","XDX","XDY","XDZ","XEA","XEB","XEC","XED","XEE","XEF","XEG","XEH","XEI","XEJ","XEK","XEL","XEM","XEN","XEO","XEP","XEQ","XER","XES","XET","XEU","XEV","XEW","XEX","XEY","XEZ","XFA","XFB","XFC","XFD"]
[]
[null,"Gas Providers","Electric Providers",null,"DL_BoilerHeaterIn"]
[null,"ConEdison","ConEdison",null,"Central system"]
[null,"National Grid","NYPA",null,"Unitary system"]
[]
[]
[]
[]
[]
[]
[null,"","Equipment Type","Size Range","Concatenation","NYCECC Min Efficiency","Factor",null,"Building_Age","Wall","Roof"]
[null,null,"Warm Air Furnace, Gas Fired","< 225 kBTU/h",{"$f":"_xlfn.CONCAT(C263,\" - \",D263)","v":"Warm Air Furnace, Gas Fired - < 225 kBTU/h"},0.8,"AFUE",null,"1940 & Prior",4,2]
[null,null,"Warm Air Furnace, Gas Fired","≥ 225 kBTU/h","Warm Air Furnace, Gas Fired - ≥ 225 kBTU/h",0.8,"Et",null,"1941-1978",7,11]
[null,null,"Warm Air Unit Heaters, Gas Fired","< 225 kBTU/h","Warm Air Unit Heaters, Gas Fired - < 225 kBTU/h",0.8,"AFUE",null,"1979-2006",11,19]
[null,null,"Warm Air Unit Heaters, Gas Fired","≥ 225 kBTU/h","Warm Air Unit Heaters, Gas Fired - ≥ 225 kBTU/h",0.8,"Et",null,"2007-Now",19,38]
[null,"Gas_A","Boiler, Hot Water, Gas Fired","< 300 kBTU/h","Boiler, Hot Water, Gas Fired - < 300 kBTU/h",0.82,"AFUE"]
[null,"Gas_A","Boiler, Hot Water, Gas Fired","≥ 300 kBTU/h and ≤ 2,500 kBTU/h","Boiler, Hot Water, Gas Fired - ≥ 300 kBTU/h and ≤ 2,500 kBTU/h",0.8,"Et"]
[null,"Gas_A","Boiler, Hot Water, Gas Fired","> 2,500 kBTU/h","Boiler, Hot Water, Gas Fired - > 2,500 kBTU/h",0.82,"Et"]
[null,"Steam_A","Boiler, Steam, Gas Fired, All Except Natural Draft","< 300 kBTU/h","Boiler, Steam, Gas Fired, All Except Natural Draft - < 300 kBTU/h",0.8,"AFUE",null,"Delta R Option","Delta R Value"]
[null,"Steam_A","Boiler, Steam, Gas Fired, All Except Natural Draft","≥ 300 kBTU/h and ≤ 2,500 kBTU/h","Boiler, Steam, Gas Fired, All Except Natural Draft - ≥ 300 kBTU/h and ≤ 2,500 kBTU/h",0.79,"Et",null,"R-11 added",11]
[null,"Steam_A","Boiler, Steam, Gas Fired, All Except Natural Draft","> 2,500 kBTU/h","Boiler, Steam, Gas Fired, All Except Natural Draft - > 2,500 kBTU/h",0.79,"Et",null,"R-19 added",19]
[null,"Steam_B","Boiler, Steam, Gas Fired, Natural Draft","< 300 kBTU/h","Boiler, Steam, Gas Fired, Natural Draft - < 300 kBTU/h",0.8,"AFUE",null,"R-38 added",38]
[null,"Steam_B","Boiler, Steam, Gas Fired, Natural Draft","≥ 300 kBTU/h and ≤ 2,500 kBTU/h","Boiler, Steam, Gas Fired, Natural Draft - ≥ 300 kBTU/h and ≤ 2,500 kBTU/h",0.77,"Et"]
[null,"Steam_B","Boiler, Steam, Gas Fired, Natural Draft","> 2,500 kBTU/h","Boiler, Steam, Gas Fired, Natural Draft - > 2,500 kBTU/h",0.77,"Et"]
[]
[]
[]
[null,null,"DL_BE_EquipmentType","Lookup Position","DL_BE_Size_Range_WA","DL_BE_Size_Range_B",null,null,"F_framing"]
[null,null,"Warm Air Furnace, Gas Fired","DL_BE_Size_Range_WA","< 225 kBTU/h","< 300 kBTU/h",null,"Wall",0.25]
[null,null,"Warm Air Unit Heaters, Gas Fired","DL_BE_Size_Range_WA","≥ 225 kBTU/h","≥ 300 kBTU/h and ≤ 2,500 kBTU/h",null,"Roof",7.0000000000000007E-2]
[null,null,"Boiler, Hot Water, Gas Fired","DL_BE_Size_Range_B",null,"> 2,500 kBTU/h"]
[null,null,"Boiler, Steam, Gas Fired, All Except Natural Draft","DL_BE_Size_Range_B"]
[null,null,"Boiler, Steam, Gas Fired, Natural Draft","DL_BE_Size_Range_B"]
[]
[]
[]
[null,"Calculations Submitted - WO Level","Calculation Submitted - Measure Level",null,"AMEEP Pilot Program?"]
[null,"AMEEP Downstate Calculator","Downstate Comprehensive Savings Calculator",null,"N/A"]
[null,"Supplemental Calculations","Energy Model Software",null,"HPD"]
[null,"AMEEP Downstate Calculator + Supplemental Calculations","Supplemental Calculations",null,"PECM"]
[null,"Energy Model",null,null,"NYCHA"]
[]
[]
[]
[]
[null,"Heating Equipment Type"]
[null,"Hot Water Boiler - Steel Water"]
[null,"Hot Water Boiler - Steel Fire"]
[null,"Hot Water Boiler - Cast Iron"]
[null,"Steam Boiler - Steel Water"]
[null,"Steam Boiler - Steel Fire"]
[null,"Steam Boiler - Cast Iron"]
[null,"Furnace"]
[null,"Heat Pump - Packaged"]
[null,"Heat Pump - Split System"]
[null,"Unit Heater - Gas Fired"]
[null,"Electric Resistance"]
[null,"Other"]
[]
[]
[]
[]
[]
[]
[null,"TRV Body Style","Radiator Pipe Size","Bi-level Location","No Boiler Unit","Master vent",null,null,"Opportunity Source"]
[null,"Straight","1/2''","Stairwell","<10","Yes",null,null,"NG - Michael Harrison"]
[null,"Angle","3/4''","Corridor","10-19","No",null,null,"NG - Chris Lima"]
[null,"Horizontal Angle","1''","Parking Garage","20-40","N/A",null,null,"NG - Laura McNeill"]
[null,"N/A","1.125''","Parking Lot","41-99",null,null,null,"NG - Ron Angst"]
[null,null,"1.5''","N/A","100+",null,null,null,"NG - Steven Brennan"]
[null,null,"N/A",null,null,null,null,null,"KC3"]
[null,null,null,null,null,null,null,null,"Participating Contractor"]
[null,null,null,null,null,null,null,null,"Willdan"]
[null,null,null,null,null,null,null,null,"National Grid"]
[null,null,null,null,null,null,null,null,"Chain Account"]
[null,null,null,null,null,null,null,null,"ConEd Mailer"]
[null,null,null,null,null,null,null,null,"ConEd Referral"]
[null,null,null,null,null,null,null,null,"ConEd Website"]
[null,null,null,null,null,null,null,null,"Customer Called Willdan"]
[null,null,null,null,null,null,null,null,"Event"]
[null,null,null,null,null,null,null,null,"Hotline"]
[null,null,null,null,null,null,null,null,"Social Media"]
[null,null,null,null,null,null,null,null,"Retrofit Accelerator"]
[null,null,null,null,null,null,null,null,"Blocpower"]

{"sheet":"MeasuresLookup","index":9,"n_rows":66,"n_cols":8,"rows_kept":66,"cut":false,"hidden":true,"merged":[]}
["Measure Name","Measure Name in AMEEP Program Manual","Idx","Elec/Gas","Measure Category","Points"]
["Dishwashers","Dishwashers",1,"Elec","Appliances",5]
["Refrigerators","Refrigerators",2,"Elec","Appliances",5]
["Washers","Washers",3,"Elec","Appliances",5]
["Bi-level fixtures - parking lot *","Bi-level fixtures - parking lot*",4,"Elec","Common area lighting",5]
["Bi-level fixtures - stairwell, corridor, parking garage *","Bi-level fixtures - stairwell, corridor, parking garage*",5,"Elec","Common area lighting",5]
["Exterior fixture HID less than or equal to 100 W *","Exterior fixture HID less than or equal to 100 W*",6,"Elec","Common area lighting",5]
["Exterior fixture HID over 100 W *","Exterior fixture HID over 100 W*",7,"Elec","Common area lighting",5]
["Exterior fixture non-HID fixture replacing screw-in/pin-based lamp *","Exterior fixture non-HID fixture replacing screw-in/pin-based lamp*",8,"Elec","Common area lighting",5]
["Interior fixtures *","Interior fixtures*",9,"Elec","Common area lighting",5]
["LED exit signs *","LED exit signs*",10,"Elec","Common area lighting",5,null,{"$f":"IFERROR(INDEX(Measures!$A$15:$F$83,SMALL(IF(COUNTIF(Measures!$K$10,Measures!$I$15:$I$83),ROW(Measures!$A$15:$F$83)-MIN(ROW(Measures!$A$15:$F$83))+1),ROW(J1)),COLUMN(J1)),\"\")","v":""}]
["Occupancy sensors *","Occupancy sensors*",11,"Elec","Common area lighting",5]
["Relamp and reballasting, retrofit kits *","Relamp and reballasting, retrofit kits*",12,"Elec","Common area lighting",5]
["Screw-in lamps *","Screw-in lamps*",13,"Elec","Common area lighting",5]
["Tube lamps *","Tube lamps*",14,"Elec","Common area lighting",5]
["Air compressors","Air compressors",21,"Elec","HVAC",10]
["Air handlers","Air handlers",22,"Elec","HVAC",10]
["Exhaust fans","Exhaust fans",23,"Elec","HVAC",10]
["Central air conditioning","Central air conditioning",24,"Elec","HVAC",20]
["Cooling tower","Cooling tower",25,"Elec","HVAC",20]
["Ventilation Overhaul","Ventilation overhaul",26,"Elec","HVAC",20]
["Packaged terminal air conditioner","Packaged terminal air conditioner",27,"Elec","HVAC",20]
["VRF cooling only","VRF cooling only",28,"Elec","HVAC",20]
["LED lamps","LED lamps",15,"Elec","In-unit",5]
["Blower fan – with electronically commutated (EC) motor for furnace distribution","EC Motors",16,"Elec","Motors and drives",10]
["Pumps - Hydronic Space Conditioning","Pumps - Hydronic Space Conditioning",17,"Elec","Motors and drives",10]
["Pumps - Domestic Water Usage","Pumps - Domestic Water Usage",18,"Elec","Motors and drives",10]
["Motors","Motors",19,"Elec","Motors and drives",10]
["VFD","VFD",20,"Elec","Motors and drives",10]
["Elevator modernization","Elevator modernization",29,"Elec","Motors and drives",20]
["Dryers","Dryers",54,"Elec&Gas","Appliances",5]
["Stoves","Induction Stoves",55,"Elec&Gas","Appliances",5]
["Window film","Window film",58,"Elec&Gas","Building shell",20]
["Insulation – roof **","Insulation – roof**",63,"Elec&Gas","Building shell",40]
["Insulation – walls","Insulation – walls",64,"Elec&Gas","Building shell",40]
["Window replacement","Window replacement",65,"Elec&Gas","Building shell",40]
["Chiller","Chiller",59,"Elec&Gas","HVAC",20]
["Economizer - dual enthalpy air-side","Economizer - dual enthalpy air-side",60,"Elec&Gas","HVAC",20]
["Energy recovery ventilators","Energy recovery ventilators",61,"Elec&Gas","HVAC",20]
["Heat recovery ventilators","Heat recovery ventilators",62,"Elec&Gas","HVAC",20]
["BMS","BMS",56,"Elec&Gas","HVAC controls",10]
["Smart thermostats","Smart thermostats",57,"Elec&Gas","HVAC controls",10]
["Air sealing package: door weather stripping, door sweep, door threshold/extender, door replacement, window repair, fixed louver partial cover, seal air leaks with foam sealant","Air sealing package: door weather stripping, door sweep, door threshold/extender, door replacement, window repair, fixed louver partial cover, seal air leaks with foam sealant",34,"Gas","Air sealing",10]
["Boiler clean and tune","Boiler clean and tune",30,"Gas","Clean and tune",5]
["Furnace clean and tune","Furnace clean and tune",31,"Gas","Clean and tune",5]
["Domestic hot water - indirect water heater","Domestic hot water - indirect water heater",47,"Gas","Domestic hot water",30]
["Domestic hot water - instantaneous domestic water heater","Domestic hot water - instantaneous domestic water heater",48,"Gas","Domestic hot water",30]
["Domestic hot water - storage tank water heater","Domestic hot water - storage tank water heater",49,"Gas","Domestic hot water",30]
["Master venting**","Master venting**",36,"Gas","HVAC",5]
["Orifice plates**","Orifice plates**",37,"Gas","HVAC",5]
["Thermostatic radiator valves**","Thermostatic radiator valves**",39,"Gas","HVAC",5]
["Boiler burner replacement","Boiler burner replacement",35,"Gas","HVAC",10]
["Steam traps","Steam traps",38,"Gas","HVAC",10]
["Boiler replacement - condensing","Boiler replacement - condensing",50,"Gas","HVAC",40]
["Boiler replacement - hot water","Boiler replacement - hot water",51,"Gas","HVAC",40]
["Boiler replacement - steam","Boiler replacement - steam",52,"Gas","HVAC",40]
["Furnace replacement","Furnace replacement",53,"Gas","HVAC",40]
["Domestic hot water controls","Domestic hot water controls",40,"Gas","HVAC controls",10]
["EMS","EMS",41,"Gas","HVAC controls",10]
["Smart thermostatic radiator enclosure","Smart thermostatic radiator enclosure",42,"Gas","HVAC controls",10]
["Boiler jacket ***","Boiler jacket***",43,"Gas","Insulation of heat and hot water",5]
["Domestic hot water pipe insulation ***","Domestic hot water pipe insulation***",44,"Gas","Insulation of heat and hot water",10]
["Steam or heating hot water pipe insulation ***","Steam or heating hot water pipe insulation***",45,"Gas","Insulation of heat and hot water",10]
["Tank insulation ***","Tank insulation***",46,"Gas","Insulation of heat and hot water",10]
["Faucet aerators†","In-unit Faucet aerators†",32,"Gas","In-unit",5]
["Low-flow showerheads†","In-unit Low-flow showerheads†",33,"Gas","In-unit",5]

{"sheet":"MeasureBackup","index":10,"n_rows":379,"n_cols":14,"rows_kept":379,"cut":false,"hidden":true,"merged":[]}
["Measure","Measure Category ",null,"Gas/Electric"]
["Dishwashers","Appliances ","Common Area","electric"]
["Dryers","Appliances ","Common Area","electric"]
["Refrigerators","Appliances ","Common Area","electric"]
["Stoves","Appliances ","Common Area","gas"]
["Washers","Appliances ","Common Area","electric"]
["Boiler clean and tune","Clean and tune","Common Area","gas"]
["Furnace clean and tune","Clean and tune","Common Area","gas"]
["Bi-level fixtures - parking lot *","Common area lighting","Common Area","electric"]
["Bi-level fixtures - stairwell, corridor, parking garage *","Common area lighting","Common Area","electric",null,null,"Yes",null,null,null,null,null,null,{"$f":"_xlfn._xlws.FILTER(Measures!A15:F83,Measures!I15:I83=\"Yes\")","v":{"$error":"#VALUE!"}}]
["Exterior fixture HID less than or equal to 100 W *","Common area lighting","Common Area","electric",null,null,null,{"$f":"IFERROR(INDEX(Measures!$A$15:$F$83,SMALL(IF(COUNTIF(Measures!$K$10,Measures!$I$15:$I$83),ROW(Measures!$A$15:$F$83)-MIN(ROW(Measures!$A$15:$F$83))+1),ROW(J1)),COLUMN(J1)),\"\")","v":""}]
["Exterior fixture HID over 100 W *","Common area lighting","Common Area","electric"]
["Exterior fixture non-HID fixture replacing screw-in/pin-based lamp *","Common area lighting","Common Area","electric"]
["Interior fixtures *","Common area lighting","Common Area","electric"]
["LED exit signs *","Common area lighting","Common Area","electric"]
["Occupancy sensors *","Common area lighting","Common Area","electric"]
["Relamp and reballasting, retrofit kits *","Common area lighting","Common Area","electric"]
["Screw-in lamps *","Common area lighting","Common Area","electric"]
["Tube lamps *","Common area lighting","Common Area","electric"]
["Faucet aerators","In-unit","In-unit","gas"]
["LED lamps","In-unit","In-unit","electric"]
["Low-flow showerheads","In-unit","In-unit","electric"]
["Air sealing package: door weather stripping, door sweep, door threshold/extender, door replacement, window repair, fixed louver partial cover, seal air leaks with foam sealant","Air sealing","Common Area","gas"]
["Blower fan – with electronically commutated (EC) motor for furnace distribution","Motors and drives","Common Area/Custom","gas"]
["Circulator pump – with electronically commutated (EC) motor for hydronic distribution","Motors and drives","Common Area/Custom","gas"]
["Pumps","Motors and drives","Common Area/Custom","gas"]
["Motors","Motors and drives","Common Area/Custom","electric"]
["VFD","Motors and drives","Common Area/Custom","electric"]
["Air compressors","HVAC",null,"gas"]
["Air handlers","HVAC",null,"gas"]
["Boiler burner replacement","HVAC",null,"gas"]
["Exhaust fans","HVAC",null,"electric"]
["Master venting**","HVAC",null,"gas"]
["Orifice plates**","HVAC",null,"gas"]
["Steam traps","HVAC",null,"gas"]
["Thermostatic radiator valves**","HVAC",null,"gas"]
["BMS","HVAC controls ",null,"gas"]
["Domestic hot water controls","HVAC controls ",null,"gas"]
["Smart thermostats","HVAC controls ",null,"gas"]
["Cool roof","Building shell",null,"gas"]
["Window film","Building shell",null,"gas"]
["Central air conditioning","HVAC",null,"gas"]
["Chiller","HVAC",null,"gas"]
["Cooling tower","HVAC",null,"gas"]
["Economizer - dual enthalpy air-side","HVAC",null,"gas"]
["Energy recovery ventilators","HVAC",null,"gas"]
["Heat recovery ventilators","HVAC",null,"gas"]
["Ventilation overhaul","HVAC",null,"gas"]
["Packaged terminal air conditioner","HVAC",null,"gas"]
["VRF cooling only","HVAC",null,"gas"]
["EMS","HVAC controls",null,"gas"]
["Smart thermostatic radiator enclosure","HVAC controls",null,"gas"]
["Boiler jacket ***","Insulation of heat and hot water",null,"gas"]
["Domestic hot water pipe insulation ***","Insulation of heat and hot water",null,"gas"]
["Steam or heating hot water pipe insulation ***","Insulation of heat and hot water",null,"gas"]
["Tank insulation ***","Insulation of heat and hot water",null,"gas"]
["Elevator modernization","Motors and drives","Common Area/Custom","electric"]
["Domestic hot water - indirect water heater","Domestic hot water",null,"gas"]
["Domestic hot water - instantaneous domestic water heater","Domestic hot water",null,"gas"]
["Domestic hot water - storage tank water heater","Domestic hot water",null,"gas"]
["Insulation – roof **","Building shell",null,"gas"]
["Insulation – walls","Building shell",null,"gas"]
["Window replacement","Building shell",null,"gas"]
["Boiler replacement - condensing","HVAC",null,"gas"]
["Boiler replacement - hot water","HVAC",null,"gas"]
["Boiler replacement - steam","HVAC",null,"gas"]
["Furnace replacement","HVAC",null,"gas"]
[]
[]
[]
[]
[]
[]
[]
[]
[]
[]
[]
[]
[]
[]
[]
[]
[]
[]
[]
[]
[]
[]
[]
[]
[]
[]
[]
[]
[]
[]
[]
[]
[]
[]
[]
[]
[]
[]
[]
[]
[]
[]
[]
[]
[]
[]
[]
[]
[]
[]
[]
[]
[]
[]
[]
[]
[]
[]
[]
[]
[]
[]
[]
[]
[]
[]
[]
[]
[]
[]
[]
[]
[]
[]
[]
[]
[]
[]
[]
[]
[]
[]
[]
[]
[]
[]
[]
[]
[]
[]
[]
[]
[]
[]
[]
[]
[]
[]
[]
[]
[]
[]
[]
[]
[]
[]
[]
[]
[]
[]
[]
[]
[]
[]
[]
[]
[]
[]
[]
[]
[]
[]
[]
[]
[]
[]
[]
[]
[]
[]
[]
[]
[]
[]
[]
[]
[]
[]
[]
[]
[]
[]
[]
[]
[]
[]
[]
[]
[]
[]
[]
[]
[]
[]
[]
[]
[]
[]
[]
[]
[]
[]
[]
[]
[]
[]
[]
[]
[]
[]
[]
[]
[]
[]
[]
[]
[]
[]
[]
[]
[]
[]
[]
[]
[]
[]
[]
[]
[]
[]
[]
[]
[]
[]
[]
[]
[]
[]
[]
[]
[]
[]
[]
[]
[]
[]
[]
[]
[]
[]
[]
[]
[]
[]
[]
[]
[]
[]
[]
[]
[]
[]
[]
[]
[]
[]
[]
[]
[]
[]
[]
[]
[]
[]
[]
[]
[]
[]
[]
[]
[]
[]
[]
[]
[]
[]
[]
[]
[]
[]
[]
[]
[]
[]
[]
[]
[]
[]
[]
[]
[]
[]
[]
[]
[]
[]
[]
[]
[]
[]
[]
[]
[]
[]
[]
[]
[]
[]
[]
[]
[]
[]
[]
[]
[]
[]
[]
[]
[]
[]
[]
[]
[]
[]
[]
[]
[]
[]
[]
[]
[]
[]
[]
[]
[]
[]
[]
[]
[]
[null,"HVAC controls"]
[null,"HVAC controls"]
[null,"HVAC controls"]

{"sheet":"PDF-SOW & Installation Timeline","index":11,"n_rows":51,"n_cols":38,"rows_kept":51,"cut":false,"hidden":true,"merged":[[13,2,13,4],[13,5,13,7],[13,8,13,10],[13,11,13,13],[14,2,14,4],[14,5,14,7],[14,11,14,13],[14,8,14,10],[11,10,11,11],[11,12,11,13],[12,7,12,9],[12,10,12,11],[12,12,12,13],[35,2,35,6],[36,2,36,6],[8,11,8,13],[9,11,9,13],[10,2,10,13],[8,2,8,4],[9,2,9,4],[8,5,8,6],[9,5,9,6],[8,7,8,10],[9,7,9,10],[11,2,11,6],[12,2,12,6],[11,7,11,9],[20,2,20,13],[21,2,21,13],[44,2,44,6],[45,2,45,6],[46,2,46,6],[47,2,47,6],[48,2,48,6],[43,2,43,6],[37,2,37,6],[38,2,38,6],[39,2,39,6],[40,2,40,6],[41,2,41,6],[42,2,42,6],[50,2,50,7],[27,2,27,13],[28,13,29,13],[28,9,29,9],[28,8,29,8],[28,2,29,6],[28,7,29,7],[28,10,29,10],[28,11,29,11],[28,12,29,12],[30,2,30,6],[31,2,31,6],[32,2,32,6],[33,2,33,6],[34,2,34,6],[49,2,49,6],[22,2,26,13],[15,2,15,13],[16,2,16,13],[17,2,17,6],[17,7,18,13],[19,7,19,13],[18,2,19,6],[5,2,5,13],[6,2,6,7],[7,2,7,7],[1,2,2,13],[3,2,4,13],[6,8,6,13],[7,8,7,13]]}
[]
[null,null,"NYS Affordable Multifamily Energy Efficiency Program"]
[]
[null,null,"Comprehensive Project - Scope of Work and Installation Timeline"]
[]
[null,null,"Utility Account Holder Information"]
[null,null,"Electric Service Account Name (as shown on your utility bill)",null,null,null,null,null,"Gas Service Account Name (as shown on your utility bill), if different from Electric Service Account Name "]
[null,null,{"$f":"IF(ISBLANK('Customer Info'!C20), \"\",'Customer Info'!C20)","v":""},null,null,null,null,null,{"$f":"IF(ISBLANK('Customer Info'!C23), \"\",'Customer Info'!C23)","v":""}]
[null,null,"Contact",null,null,"Title",null,"Email",null,null,null,"Phone"]
[null,null,{"$f":"IF(ISBLANK('Customer Info'!C40),\"\",'Customer Info'!C40)","v":""},null,null,"Building Owner/ Property Manager",null,{"$f":"IF(ISBLANK('Customer Info'!E40),\"\",'Customer Info'!E40)","v":""},null,null,null,{"$f":"IF(ISBLANK('Customer Info'!E23),\"\",'Customer Info'!E23)","v":""}]
[null,null,"Site Information"]
[null,null,"Service Address ",null,null,null,null,"City",null,null,"State",null,"Zip "]
[null,null,{"$f":"IF(ISBLANK('Customer Info'!E18),\"\",'Customer Info'!E18)","v":""},null,null,null,null,{"$f":"IF(ISBLANK('Customer Info'!E20),\"\",'Customer Info'!E20)","v":""},null,null,{"$f":"IF(ISBLANK('Customer Info'!E21),\"\",'Customer Info'!E21)","v":""},null,{"$f":"IF(ISBLANK('Customer Info'!E22),\"\",'Customer Info'!E22)","v":""}]
[null,null,"Building square footage (e.g., what is reported in Local Law 84)",null,null,"Building Dwelling Units",null,null,"Energy Audit completion date",null,null,"Energy audit consultant company"]
[null,null,{"$f":"IF(ISBLANK('Customer Info'!E10),\"\",'Customer Info'!E10)","v":""},null,null,{"$f":"IF(ISBLANK('Customer Info'!E28),\"\",'Customer Info'!E28)","v":""},null,null,{"$f":"IF(MAX(Measures!AJ15:AJ83)<1/1/2021,\"\",MAX(Measures!AJ15:AJ83))","v":""},null,null,{"$f":"IF(ISBLANK('Customer Info'!B52),\"\",'Customer Info'!B52)","v":""}]
[null,null,"Project"]
[null,null,"Please fill out the Project Scope table on the following page."]
[null,null,"Will this project request a mid-project payment (40% of the total project incentive)?",null,null,null,null,"If yes: Estimated mid-project completion date (when measures comprising 60% of total project points will be completed):"]
[null,null,{"$f":"'Customer Info'!E64","v":"No"}]
[null,null,null,null,null,null,null,{"$f":"IF((MAX(IF(Measures!Q15:Q83>0,Measures!AJ15:AJ83,\"\")))=0,\"\",MAX(IF(Measures!Q15:Q83>0,Measures!AJ15:AJ83,\"\")))","v":""}]
[]
[null,null,"Additional Notes"]
[null,null,{"$f":"IF('Customer Info'!B77=0,\"\")","v":""}]
[]
[]
[]
[]
[null,null,"Project Scope (NOTE: Do not include sales tax in cost data)"]
[null,null,"DESCRIPTION: Energy Efficiency \nMeasure(s) Installed | Make | Model",null,null,null,null,"Qty","Points Earned per Measure","Material Cost","Labor Cost","Total Cost","Estimated Installation Start Date \n(MM/DD/YY)","Estimated Completion Date \n(MM/DD/YY)"]
[]
[null,null,{"$f":"IF(ISBLANK(AL31),\"\",AL31)","v":""},null,null,null,null,{"$f":"IFERROR(VLOOKUP(C31,Measures!$A$15:$AJ$83,13,FALSE),\"\")","v":""},{"$f":"IFERROR(VLOOKUP(C31,Measures!$A$15:$AJ$83,16,FALSE),\"\")","v":""},{"$f":"IFERROR(VLOOKUP(C31,Measures!$A$15:$AJ$83,23,FALSE),\"\")","v":""},{"$f":"IFERROR(VLOOKUP(C31,Measures!$A$15:$AJ$83,24,FALSE),\"\")","v":""},{"$f":"IFERROR(J31+K31,\"\")","v":""},{"$f":"IFERROR(VLOOKUP(C31,Measures!$A$15:$AJ$83,35,FALSE),\"\")","v":""},{"$f":"IFERROR(VLOOKUP(C31,Measures!$A$15:$AJ$83,36,FALSE),\"\")","v":""},null,null,null,null,null,null,null,null,null,null,null,null,null,null,null,null,null,null,null,null,null,null,null,{"$f":"IFERROR(_xlfn._xlws.FILTER(Measures!A15:F83,Measures!I15:I83=\"Yes\"),\"\")","v":""}]
[null,null,{"$f":"IF(ISBLANK(AL32),\"\",AL32)","v":""},null,null,null,null,{"$f":"IFERROR(VLOOKUP(C32,Measures!$A$15:$AJ$83,13,FALSE),\"\")","v":""},{"$f":"IFERROR(VLOOKUP(C32,Measures!$A$15:$AJ$83,16,FALSE),\"\")","v":""},{"$f":"IFERROR(VLOOKUP(C32,Measures!$A$15:$AJ$83,23,FALSE),\"\")","v":""},{"$f":"IFERROR(VLOOKUP(C32,Measures!$A$15:$AJ$83,24,FALSE),\"\")","v":""},{"$f":"IFERROR(J32+K32,\"\")","v":""},{"$f":"IFERROR(VLOOKUP(C32,Measures!$A$15:$AJ$83,35,FALSE),\"\")","v":""},{"$f":"IFERROR(VLOOKUP(C32,Measures!$A$15:$AJ$83,36,FALSE),\"\")","v":""}]
[null,null,"",null,null,null,null,{"$f":"IFERROR(VLOOKUP(C33,Measures!$A$15:$AJ$83,13,FALSE),\"\")","v":""},{"$f":"IFERROR(VLOOKUP(C33,Measures!$A$15:$AJ$83,16,FALSE),\"\")","v":""},{"$f":"IFERROR(VLOOKUP(C33,Measures!$A$15:$AJ$83,23,FALSE),\"\")","v":""},{"$f":"IFERROR(VLOOKUP(C33,Measures!$A$15:$AJ$83,24,FALSE),\"\")","v":""},"",{"$f":"IFERROR(VLOOKUP(C33,Measures!$A$15:$AJ$83,35,FALSE),\"\")","v":""},{"$f":"IFERROR(VLOOKUP(C33,Measures!$A$15:$AJ$83,36,FALSE),\"\")","v":""}]
[null,null,"",null,null,null,null,{"$f":"IFERROR(VLOOKUP(C34,Measures!$A$15:$AJ$83,13,FALSE),\"\")","v":""},{"$f":"IFERROR(VLOOKUP(C34,Measures!$A$15:$AJ$83,16,FALSE),\"\")","v":""},{"$f":"IFERROR(VLOOKUP(C34,Measures!$A$15:$AJ$83,23,FALSE),\"\")","v":""},{"$f":"IFERROR(VLOOKUP(C34,Measures!$A$15:$AJ$83,24,FALSE),\"\")","v":""},"",{"$f":"IFERROR(VLOOKUP(C34,Measures!$A$15:$AJ$83,35,FALSE),\"\")","v":""},{"$f":"IFERROR(VLOOKUP(C34,Measures!$A$15:$AJ$83,36,FALSE),\"\")","v":""}]
[null,null,"",null,null,null,null,{"$f":"IFERROR(VLOOKUP(C35,Measures!$A$15:$AJ$83,13,FALSE),\"\")","v":""},{"$f":"IFERROR(VLOOKUP(C35,Measures!$A$15:$AJ$83,16,FALSE),\"\")","v":""},{"$f":"IFERROR(VLOOKUP(C35,Measures!$A$15:$AJ$83,23,FALSE),\"\")","v":""},{"$f":"IFERROR(VLOOKUP(C35,Measures!$A$15:$AJ$83,24,FALSE),\"\")","v":""},"",{"$f":"IFERROR(VLOOKUP(C35,Measures!$A$15:$AJ$83,35,FALSE),\"\")","v":""},{"$f":"IFERROR(VLOOKUP(C35,Measures!$A$15:$AJ$83,36,FALSE),\"\")","v":""}]
[null,null,"",null,null,null,null,{"$f":"IFERROR(VLOOKUP(C36,Measures!$A$15:$AJ$83,13,FALSE),\"\")","v":""},{"$f":"IFERROR(VLOOKUP(C36,Measures!$A$15:$AJ$83,16,FALSE),\"\")","v":""},{"$f":"IFERROR(VLOOKUP(C36,Measures!$A$15:$AJ$83,23,FALSE),\"\")","v":""},{"$f":"IFERROR(VLOOKUP(C36,Measures!$A$15:$AJ$83,24,FALSE),\"\")","v":""},"",{"$f":"IFERROR(VLOOKUP(C36,Measures!$A$15:$AJ$83,35,FALSE),\"\")","v":""},{"$f":"IFERROR(VLOOKUP(C36,Measures!$A$15:$AJ$83,36,FALSE),\"\")","v":""}]
[null,null,"",null,null,null,null,{"$f":"IFERROR(VLOOKUP(C37,Measures!$A$15:$AJ$83,13,FALSE),\"\")","v":""},{"$f":"IFERROR(VLOOKUP(C37,Measures!$A$15:$AJ$83,16,FALSE),\"\")","v":""},{"$f":"IFERROR(VLOOKUP(C37,Measures!$A$15:$AJ$83,23,FALSE),\"\")","v":""},{"$f":"IFERROR(VLOOKUP(C37,Measures!$A$15:$AJ$83,24,FALSE),\"\")","v":""},"",{"$f":"IFERROR(VLOOKUP(C37,Measures!$A$15:$AJ$83,35,FALSE),\"\")","v":""},{"$f":"IFERROR(VLOOKUP(C37,Measures!$A$15:$AJ$83,36,FALSE),\"\")","v":""}]
[null,null,"",null,null,null,null,{"$f":"IFERROR(VLOOKUP(C38,Measures!$A$15:$AJ$83,13,FALSE),\"\")","v":""},{"$f":"IFERROR(VLOOKUP(C38,Measures!$A$15:$AJ$83,16,FALSE),\"\")","v":""},{"$f":"IFERROR(VLOOKUP(C38,Measures!$A$15:$AJ$83,23,FALSE),\"\")","v":""},{"$f":"IFERROR(VLOOKUP(C38,Measures!$A$15:$AJ$83,24,FALSE),\"\")","v":""},"",{"$f":"IFERROR(VLOOKUP(C38,Measures!$A$15:$AJ$83,35,FALSE),\"\")","v":""},{"$f":"IFERROR(VLOOKUP(C38,Measures!$A$15:$AJ$83,36,FALSE),\"\")","v":""}]
[null,null,"",null,null,null,null,{"$f":"IFERROR(VLOOKUP(C39,Measures!$A$15:$AJ$83,13,FALSE),\"\")","v":""},{"$f":"IFERROR(VLOOKUP(C39,Measures!$A$15:$AJ$83,16,FALSE),\"\")","v":""},{"$f":"IFERROR(VLOOKUP(C39,Measures!$A$15:$AJ$83,23,FALSE),\"\")","v":""},{"$f":"IFERROR(VLOOKUP(C39,Measures!$A$15:$AJ$83,24,FALSE),\"\")","v":""},"",{"$f":"IFERROR(VLOOKUP(C39,Measures!$A$15:$AJ$83,35,FALSE),\"\")","v":""},{"$f":"IFERROR(VLOOKUP(C39,Measures!$A$15:$AJ$83,36,FALSE),\"\")","v":""}]
[null,null,"",null,null,null,null,{"$f":"IFERROR(VLOOKUP(C40,Measures!$A$15:$AJ$83,13,FALSE),\"\")","v":""},{"$f":"IFERROR(VLOOKUP(C40,Measures!$A$15:$AJ$83,16,FALSE),\"\")","v":""},{"$f":"IFERROR(VLOOKUP(C40,Measures!$A$15:$AJ$83,23,FALSE),\"\")","v":""},{"$f":"IFERROR(VLOOKUP(C40,Measures!$A$15:$AJ$83,24,FALSE),\"\")","v":""},"",{"$f":"IFERROR(VLOOKUP(C40,Measures!$A$15:$AJ$83,35,FALSE),\"\")","v":""},{"$f":"IFERROR(VLOOKUP(C40,Measures!$A$15:$AJ$83,36,FALSE),\"\")","v":""}]
[null,null,"",null,null,null,null,{"$f":"IFERROR(VLOOKUP(C41,Measures!$A$15:$AJ$83,13,FALSE),\"\")","v":""},{"$f":"IFERROR(VLOOKUP(C41,Measures!$A$15:$AJ$83,16,FALSE),\"\")","v":""},{"$f":"IFERROR(VLOOKUP(C41,Measures!$A$15:$AJ$83,23,FALSE),\"\")","v":""},{"$f":"IFERROR(VLOOKUP(C41,Measures!$A$15:$AJ$83,24,FALSE),\"\")","v":""},"",{"$f":"IFERROR(VLOOKUP(C41,Measures!$A$15:$AJ$83,35,FALSE),\"\")","v":""},{"$f":"IFERROR(VLOOKUP(C41,Measures!$A$15:$AJ$83,36,FALSE),\"\")","v":""}]
[null,null,"",null,null,null,null,{"$f":"IFERROR(VLOOKUP(C42,Measures!$A$15:$AJ$83,13,FALSE),\"\")","v":""},{"$f":"IFERROR(VLOOKUP(C42,Measures!$A$15:$AJ$83,16,FALSE),\"\")","v":""},{"$f":"IFERROR(VLOOKUP(C42,Measures!$A$15:$AJ$83,23,FALSE),\"\")","v":""},{"$f":"IFERROR(VLOOKUP(C42,Measures!$A$15:$AJ$83,24,FALSE),\"\")","v":""},"",{"$f":"IFERROR(VLOOKUP(C42,Measures!$A$15:$AJ$83,35,FALSE),\"\")","v":""},{"$f":"IFERROR(VLOOKUP(C42,Measures!$A$15:$AJ$83,36,FALSE),\"\")","v":""}]
[null,null,"",null,null,null,null,{"$f":"IFERROR(VLOOKUP(C43,Measures!$A$15:$AJ$83,13,FALSE),\"\")","v":""},{"$f":"IFERROR(VLOOKUP(C43,Measures!$A$15:$AJ$83,16,FALSE),\"\")","v":""},{"$f":"IFERROR(VLOOKUP(C43,Measures!$A$15:$AJ$83,23,FALSE),\"\")","v":""},{"$f":"IFERROR(VLOOKUP(C43,Measures!$A$15:$AJ$83,24,FALSE),\"\")","v":""},"",{"$f":"IFERROR(VLOOKUP(C43,Measures!$A$15:$AJ$83,35,FALSE),\"\")","v":""},{"$f":"IFERROR(VLOOKUP(C43,Measures!$A$15:$AJ$83,36,FALSE),\"\")","v":""}]
[null,null,"",null,null,null,null,{"$f":"IFERROR(VLOOKUP(C44,Measures!$A$15:$AJ$83,13,FALSE),\"\")","v":""},{"$f":"IFERROR(VLOOKUP(C44,Measures!$A$15:$AJ$83,16,FALSE),\"\")","v":""},{"$f":"IFERROR(VLOOKUP(C44,Measures!$A$15:$AJ$83,23,FALSE),\"\")","v":""},{"$f":"IFERROR(VLOOKUP(C44,Measures!$A$15:$AJ$83,24,FALSE),\"\")","v":""},"",{"$f":"IFERROR(VLOOKUP(C44,Measures!$A$15:$AJ$83,35,FALSE),\"\")","v":""},{"$f":"IFERROR(VLOOKUP(C44,Measures!$A$15:$AJ$83,36,FALSE),\"\")","v":""}]
[null,null,"",null,null,null,null,{"$f":"IFERROR(VLOOKUP(C45,Measures!$A$15:$AJ$83,13,FALSE),\"\")","v":""},{"$f":"IFERROR(VLOOKUP(C45,Measures!$A$15:$AJ$83,16,FALSE),\"\")","v":""},{"$f":"IFERROR(VLOOKUP(C45,Measures!$A$15:$AJ$83,23,FALSE),\"\")","v":""},{"$f":"IFERROR(VLOOKUP(C45,Measures!$A$15:$AJ$83,24,FALSE),\"\")","v":""},"",{"$f":"IFERROR(VLOOKUP(C45,Measures!$A$15:$AJ$83,35,FALSE),\"\")","v":""},{"$f":"IFERROR(VLOOKUP(C45,Measures!$A$15:$AJ$83,36,FALSE),\"\")","v":""}]
[null,null,"",null,null,null,null,{"$f":"IFERROR(VLOOKUP(C46,Measures!$A$15:$AJ$83,13,FALSE),\"\")","v":""},{"$f":"IFERROR(VLOOKUP(C46,Measures!$A$15:$AJ$83,16,FALSE),\"\")","v":""},{"$f":"IFERROR(VLOOKUP(C46,Measures!$A$15:$AJ$83,23,FALSE),\"\")","v":""},{"$f":"IFERROR(VLOOKUP(C46,Measures!$A$15:$AJ$83,24,FALSE),\"\")","v":""},"",{"$f":"IFERROR(VLOOKUP(C46,Measures!$A$15:$AJ$83,35,FALSE),\"\")","v":""},{"$f":"IFERROR(VLOOKUP(C46,Measures!$A$15:$AJ$83,36,FALSE),\"\")","v":""}]
[null,null,"",null,null,null,null,{"$f":"IFERROR(VLOOKUP(C47,Measures!$A$15:$AJ$83,13,FALSE),\"\")","v":""},{"$f":"IFERROR(VLOOKUP(C47,Measures!$A$15:$AJ$83,16,FALSE),\"\")","v":""},{"$f":"IFERROR(VLOOKUP(C47,Measures!$A$15:$AJ$83,23,FALSE),\"\")","v":""},{"$f":"IFERROR(VLOOKUP(C47,Measures!$A$15:$AJ$83,24,FALSE),\"\")","v":""},"",{"$f":"IFERROR(VLOOKUP(C47,Measures!$A$15:$AJ$83,35,FALSE),\"\")","v":""},{"$f":"IFERROR(VLOOKUP(C47,Measures!$A$15:$AJ$83,36,FALSE),\"\")","v":""}]
[null,null,"",null,null,null,null,{"$f":"IFERROR(VLOOKUP(C48,Measures!$A$15:$AJ$83,13,FALSE),\"\")","v":""},{"$f":"IFERROR(VLOOKUP(C48,Measures!$A$15:$AJ$83,16,FALSE),\"\")","v":""},{"$f":"IFERROR(VLOOKUP(C48,Measures!$A$15:$AJ$83,23,FALSE),\"\")","v":""},{"$f":"IFERROR(VLOOKUP(C48,Measures!$A$15:$AJ$83,24,FALSE),\"\")","v":""},"",{"$f":"IFERROR(VLOOKUP(C48,Measures!$A$15:$AJ$83,35,FALSE),\"\")","v":""},{"$f":"IFERROR(VLOOKUP(C48,Measures!$A$15:$AJ$83,36,FALSE),\"\")","v":""}]
[null,null,"",null,null,null,null,{"$f":"IFERROR(VLOOKUP(C49,Measures!$A$15:$AJ$83,13,FALSE),\"\")","v":""},{"$f":"IFERROR(VLOOKUP(C49,Measures!$A$15:$AJ$83,16,FALSE),\"\")","v":""},{"$f":"IFERROR(VLOOKUP(C49,Measures!$A$15:$AJ$83,23,FALSE),\"\")","v":""},{"$f":"IFERROR(VLOOKUP(C49,Measures!$A$15:$AJ$83,24,FALSE),\"\")","v":""},"",{"$f":"IFERROR(VLOOKUP(C49,Measures!$A$15:$AJ$83,35,FALSE),\"\")","v":""},{"$f":"IFERROR(VLOOKUP(C49,Measures!$A$15:$AJ$83,36,FALSE),\"\")","v":""}]
[null,null,"",null,null,null,null,{"$f":"IFERROR(VLOOKUP(C50,Measures!$A$15:$AJ$83,13,FALSE),\"\")","v":""},{"$f":"IFERROR(VLOOKUP(C50,Measures!$A$15:$AJ$83,16,FALSE),\"\")","v":""},{"$f":"IFERROR(VLOOKUP(C50,Measures!$A$15:$AJ$83,23,FALSE),\"\")","v":""},{"$f":"IFERROR(VLOOKUP(C50,Measures!$A$15:$AJ$83,24,FALSE),\"\")","v":""},"",{"$f":"IFERROR(VLOOKUP(C50,Measures!$A$15:$AJ$83,35,FALSE),\"\")","v":""},{"$f":"IFERROR(VLOOKUP(C50,Measures!$A$15:$AJ$83,36,FALSE),\"\")","v":""}]
[null,null,"Total",null,null,null,null,null,{"$f":"SUM(I31:I50)","v":0},{"$f":"SUM(J31:J50)","v":0},{"$f":"SUM(K31:K50)","v":0},0]

{"sheet":"PDF-ScopeSummaryInspections","index":12,"n_rows":46,"n_cols":11,"rows_kept":46,"cut":false,"hidden":true,"merged":[[45,2,45,10],[42,2,42,10],[1,2,1,10],[2,2,2,10],[23,4,23,6],[23,7,23,8],[24,4,24,6],[24,7,24,8],[25,4,25,6],[25,7,25,8],[34,2,41,10],[31,2,31,10],[13,2,13,10],[10,2,10,10],[43,2,43,10],[44,2,44,10],[33,2,33,10],[22,4,22,6],[27,4,27,6],[28,4,28,6],[29,4,29,6],[30,4,30,6],[26,4,26,6],[26,7,26,8],[27,7,27,8],[28,7,28,8],[29,7,29,8],[21,7,21,8],[22,7,22,8],[30,7,30,8],[32,2,32,10],[21,4,21,6],[11,7,11,10],[14,2,14,10],[15,2,15,10],[16,7,16,8],[16,4,16,6],[12,2,12,6],[12,9,12,10],[12,7,12,8],[11,2,11,6],[17,4,17,6],[17,7,17,8],[18,4,18,6],[19,4,19,6],[20,4,20,6],[18,7,18,8],[19,7,19,8],[20,7,20,8],[9,2,9,6],[6,2,6,6],[7,2,7,6],[8,2,8,6],[6,7,6,8],[7,7,7,8],[8,7,8,8],[9,7,9,8],[6,9,6,10],[7,9,7,10],[8,9,8,10],[9,9,9,10],[3,9,3,10],[3,2,3,6],[3,7,3,8],[5,7,5,8],[4,7,4,8],[4,9,4,10],[4,2,4,6],[5,2,5,6],[5,9,5,10]]}
[]
[null,null,"New York State Affordable Multifamily Energy Efficiency Program"]
[null,null,"Inspections"]
[null,null,"Pre- or Post-Inspection?",null,null,null,null,"Pre-Inspection",null,"Post-Inspection"]
[null,null,"Type of Inspection"]
[null,null,"(Comprehensive Projects only) Is the energy audit replacing the need for a pre-inspection?"]
[null,null,"Inspector Name"]
[null,null,"Inspection Date"]
[null,null,"Building Address"]
[null,null,"Project Scope"]
[]
[null,null,"Inspector Signature"]
[null,null,"Inspection Result"]
[]
[null,null,"Inspection Summary"]
[null,null,"Please provide pictures of the equipment inspected on the following page"]
[null,null,"Item #","Equipment Type","Name Tag",null,null,"Location",null,"Pass","Fail"]
[null,null,1]
[null,null,2]
[null,null,3]
[null,null,4]
[null,null,5]
[null,null,6]
[null,null,7]
[null,null,8]
[null,null,9]
[null,null,10]
[null,null,11]
[null,null,12]
[null,null,13]
[null,null,14]
[]
[null,null,"Action Items"]
[null,null,"Please indicate action items for equipment that did not pass inspection"]
[]
[]
[]
[]
[]
[]
[]
[]
[]
[null,null,"Photos"]
[null,null,"Please provide pictures of each equipment below"]
[null,null,"Note: Add all photos in one combined PDF document"]

{"sheet":"PDF- PIOL","index":13,"n_rows":77,"n_cols":14,"rows_kept":77,"cut":false,"hidden":true,"merged":[[76,2,76,13],[1,2,1,13],[2,2,2,13],[62,2,62,13],[63,2,63,13],[64,2,64,13],[65,2,65,4],[66,2,66,4],[66,5,66,7],[66,8,66,10],[66,11,66,13],[44,2,44,13],[45,9,46,9],[45,7,46,7],[73,6,75,10],[71,2,72,13],[45,10,46,10],[45,11,46,11],[45,12,46,12],[17,8,17,11],[17,12,17,13],[54,2,54,4],[47,2,47,4],[55,2,55,4],[26,2,26,13],[27,2,27,13],[24,2,25,5],[24,6,25,13],[23,2,23,7],[45,13,46,13],[45,5,46,5],[45,6,46,6],[45,8,46,8],[45,2,46,4],[28,2,40,13],[41,2,42,13],[21,2,21,13],[23,8,23,9],[23,10,23,11],[23,12,23,13],[73,11,75,13],[48,2,48,4],[49,2,49,4],[50,2,50,4],[61,2,61,5],[73,2,75,5],[65,5,65,7],[65,8,65,10],[65,11,65,13],[68,2,69,13],[67,2,67,13],[52,2,52,4],[53,2,53,4],[59,2,59,4],[60,2,60,4],[51,2,51,4],[58,2,58,4],[70,2,70,13],[56,2,56,4],[57,2,57,4],[12,12,12,13],[22,2,22,7],[22,8,22,9],[22,10,22,11],[22,12,22,13],[18,2,18,13],[13,2,13,13],[12,2,12,5],[12,6,12,7],[12,8,12,11],[14,2,15,6],[14,7,15,13],[16,2,16,5],[16,6,16,7],[16,8,16,11],[16,12,16,13],[19,2,20,3],[19,4,20,5],[19,6,20,7],[19,8,20,9],[19,10,20,11],[19,12,20,13],[17,2,17,5],[17,6,17,7],[3,8,3,13],[3,2,3,7],[6,2,6,5],[6,6,6,7],[6,8,6,11],[6,12,6,13],[4,2,5,4],[4,5,5,13],[11,2,11,5],[11,6,11,7],[11,8,11,11],[11,12,11,13],[8,2,8,13],[7,2,7,5],[7,6,7,7],[7,8,7,11],[7,12,7,13],[9,2,10,6],[9,7,10,13]]}
[]
[null,null,{"$f":"\"Affordable Multifamily Energy Efficiency Program \" & YEAR(TODAY())","v":"Affordable Multifamily Energy Efficiency Program 2025"}]
[null,null,"Incentive Offer Letter"]
[null,null,"Utility Account Holder Information ",null,null,null,null,null,{"$f":"_xlfn.CONCAT(\"Work Order Number: \",'Customer Info'!C9,\"-\",'Customer Info'!C10,\"-CMP\")","v":"Work Order Number: --CMP"}]
[null,null,"Account Name (Building/Site Name):",null,null,{"$f":"'Customer Info'!C20","v":0}]
[]
[null,null,"Contact",null,null,null,"Title",null,"Email",null,null,null,"Phone"]
[null,null,{"$f":"'Customer Info'!C40","v":0},null,null,null,"Building Owner/ Property Manager",null,{"$f":"'Customer Info'!E40","v":0},null,null,null,{"$f":"'Customer Info'!D40","v":0}]
[null,null,"Participating Contractor/Energy Service Provider Information"]
[null,null,"Participating Contractor/Energy Service Provider Name:",null,null,null,null,{"$f":"'Customer Info'!B46","v":0}]
[]
[null,null,"Contact",null,null,null,"Title",null,"Email",null,null,null,"Phone"]
[null,null,{"$f":"'Customer Info'!C46","v":0},null,null,null,null,null,{"$f":"'Customer Info'!E46","v":0},null,null,null,{"$f":"'Customer Info'!D46","v":0}]
[null,null,"Developer Information (as applicable)"]
[null,null,"Developer Name"]
[]
[null,null,"Contact",null,null,null,"Title",null,"Email",null,null,null,"Phone"]
[]
[null,null,"Payment Recipient"]
[null,null,"Payment recipient is:",null,null,null,null,null,null,null,null,null,"_______________________"]
[]
[null,null,"Site Information"]
[null,null,"Service Address ",null,null,null,null,null,"City",null,"State",null,"Zip"]
[null,null,{"$f":"'Customer Info'!E18","v":0},null,null,null,null,null,{"$f":"'Customer Info'!E20","v":0},null,{"$f":"'Customer Info'!E21","v":0},null,{"$f":"'Customer Info'!E22","v":0}]
[null,null,"# of Units in Project:",null,null,null,{"$f":"'Customer Info'!E28","v":0}]
[]
[null,null,"Project Information"]
[null,null,"Project type:         Comprehensive     "]
[null,null,"Please refer to the Incentive Offer and Savings Summary table below for particulars regarding the proposed offer of energy efficiency incentive funds available for your project. In all cases, incentive payments are issued following satisfactory post-inspection results. The program implementation contractor (IC) for the Affordable Multifamily Energy Efficiency Program sponsored by Utility is [Willdan Energy Solutions]. Your project for the proposed energy saving measure(s) has undergone preliminary review. The proposed incentive amount and associated savings are summarized below. Utility will honor the incentive amount if the project satisfies program requirements, including completion by the completion date noted below, and installation of the scope of work relied on by Utility. If your project is a comprehensive project (a whole building retrofit), and if the scope of work is revised, then you must show that the project’s new scope at a minimum reaches the same points tier assigned by Utility for the original project scope. If your project is not a comprehensive project (and is a custom project), and if the scope of work is revised, then you must show that the project’s new scope at a minimum achieves the same savings as the original project scope. The return of this signed Incentive Offer Letter to the IC indicates agreement to proceed with the proposed project work, but work may not commence until the IC completes a pre-inspection of the site and issues a Notice to Proceed.\n\nIf your project requires measurement and verification (M&V), then M&V may be based on requirements established during a desk review, as well as updated requirements that may result from baselines established from data collected in the field. Utility will not be obligated to pay any incentive amount higher than the incentive amount set forth below, even if the energy savings estimates shown below increase as a result of M&V (but Utility may elect to do so in Utility’s sole discretion based on various factors, including but not limited to the availability of program funds). If the incentive amount is increased, then a revised incentive offer notification will be issued after post-inspection or the completion of M&V when the project has been installed."]
[]
[]
[]
[]
[]
[]
[]
[]
[]
[]
[]
[]
[null,null,"Project Authorization Date:"]
[]
[]
[null,null,"Project Scope and Incentive Offer"]
[null,null,"Energy Efficiency Measure | Make | Model",null,null," Qty","Estimated Material Cost","Estimated Labor Cost","Estimated Total Cost","(Comprehensive Projects Only)\nPoints Earned Per Measure","Incentive Amount*","Estimated kW","Estimated kWh","Estimated Therms"]
[]
[null,null,{"$f":"'PDF-SOW & Installation Timeline'!C31","v":""},null,null,{"$f":"'PDF-SOW & Installation Timeline'!H31","v":""},{"$f":"'PDF-SOW & Installation Timeline'!J31","v":""},{"$f":"'PDF-SOW & Installation Timeline'!K31","v":""},{"$f":"IFERROR(G48+H48,\"\")","v":""},{"$f":"'PDF-SOW & Installation Timeline'!I31","v":""},null,{"$f":"IFERROR(VLOOKUP(C48,Measures!$A$15:$AJ$83,26,FALSE),\"\")","v":""},{"$f":"IFERROR(VLOOKUP(C48,Measures!$A$15:$AJ$83,27,FALSE),\"\")","v":""},{"$f":"IFERROR(VLOOKUP(C48,Measures!$A$15:$AJ$83,30,FALSE),\"\")","v":""}]
[null,null,{"$f":"'PDF-SOW & Installation Timeline'!C32","v":""},null,null,{"$f":"'PDF-SOW & Installation Timeline'!H32","v":""},{"$f":"'PDF-SOW & Installation Timeline'!J32","v":""},{"$f":"'PDF-SOW & Installation Timeline'!K32","v":""},{"$f":"IFERROR(G49+H49,\"\")","v":""},{"$f":"'PDF-SOW & Installation Timeline'!I32","v":""},null,{"$f":"IFERROR(VLOOKUP(C49,Measures!$A$15:$AJ$83,26,FALSE),\"\")","v":""},{"$f":"IFERROR(VLOOKUP(C49,Measures!$A$15:$AJ$83,27,FALSE),\"\")","v":""},{"$f":"IFERROR(VLOOKUP(C49,Measures!$A$15:$AJ$83,30,FALSE),\"\")","v":""}]
[null,null,{"$f":"'PDF-SOW & Installation Timeline'!C33","v":""},null,null,{"$f":"'PDF-SOW & Installation Timeline'!H33","v":""},{"$f":"'PDF-SOW & Installation Timeline'!J33","v":""},{"$f":"'PDF-SOW & Installation Timeline'!K33","v":""},"",{"$f":"'PDF-SOW & Installation Timeline'!I33","v":""},null,{"$f":"IFERROR(VLOOKUP(C50,Measures!$A$15:$AJ$83,26,FALSE),\"\")","v":""},{"$f":"IFERROR(VLOOKUP(C50,Measures!$A$15:$AJ$83,27,FALSE),\"\")","v":""},{"$f":"IFERROR(VLOOKUP(C50,Measures!$A$15:$AJ$83,30,FALSE),\"\")","v":""}]
[null,null,{"$f":"'PDF-SOW & Installation Timeline'!C34","v":""},null,null,{"$f":"'PDF-SOW & Installation Timeline'!H34","v":""},{"$f":"'PDF-SOW & Installation Timeline'!J34","v":""},{"$f":"'PDF-SOW & Installation Timeline'!K34","v":""},"",{"$f":"'PDF-SOW & Installation Timeline'!I34","v":""},null,{"$f":"IFERROR(VLOOKUP(C51,Measures!$A$15:$AJ$83,26,FALSE),\"\")","v":""},{"$f":"IFERROR(VLOOKUP(C51,Measures!$A$15:$AJ$83,27,FALSE),\"\")","v":""},{"$f":"IFERROR(VLOOKUP(C51,Measures!$A$15:$AJ$83,30,FALSE),\"\")","v":""}]
[null,null,{"$f":"'PDF-SOW & Installation Timeline'!C35","v":""},null,null,{"$f":"'PDF-SOW & Installation Timeline'!H35","v":""},{"$f":"'PDF-SOW & Installation Timeline'!J35","v":""},{"$f":"'PDF-SOW & Installation Timeline'!K35","v":""},"",{"$f":"'PDF-SOW & Installation Timeline'!I35","v":""},null,{"$f":"IFERROR(VLOOKUP(C52,Measures!$A$15:$AJ$83,26,FALSE),\"\")","v":""},{"$f":"IFERROR(VLOOKUP(C52,Measures!$A$15:$AJ$83,27,FALSE),\"\")","v":""},{"$f":"IFERROR(VLOOKUP(C52,Measures!$A$15:$AJ$83,30,FALSE),\"\")","v":""}]
[null,null,{"$f":"'PDF-SOW & Installation Timeline'!C36","v":""},null,null,{"$f":"'PDF-SOW & Installation Timeline'!H36","v":""},{"$f":"'PDF-SOW & Installation Timeline'!J36","v":""},{"$f":"'PDF-SOW & Installation Timeline'!K36","v":""},"",{"$f":"'PDF-SOW & Installation Timeline'!I36","v":""},null,{"$f":"IFERROR(VLOOKUP(C53,Measures!$A$15:$AJ$83,26,FALSE),\"\")","v":""},{"$f":"IFERROR(VLOOKUP(C53,Measures!$A$15:$AJ$83,27,FALSE),\"\")","v":""},{"$f":"IFERROR(VLOOKUP(C53,Measures!$A$15:$AJ$83,30,FALSE),\"\")","v":""}]
[null,null,{"$f":"'PDF-SOW & Installation Timeline'!C37","v":""},null,null,{"$f":"'PDF-SOW & Installation Timeline'!H37","v":""},{"$f":"'PDF-SOW & Installation Timeline'!J37","v":""},{"$f":"'PDF-SOW & Installation Timeline'!K37","v":""},"",{"$f":"'PDF-SOW & Installation Timeline'!I37","v":""},null,{"$f":"IFERROR(VLOOKUP(C54,Measures!$A$15:$AJ$83,26,FALSE),\"\")","v":""},{"$f":"IFERROR(VLOOKUP(C54,Measures!$A$15:$AJ$83,27,FALSE),\"\")","v":""},{"$f":"IFERROR(VLOOKUP(C54,Measures!$A$15:$AJ$83,30,FALSE),\"\")","v":""}]
[null,null,{"$f":"'PDF-SOW & Installation Timeline'!C38","v":""},null,null,{"$f":"'PDF-SOW & Installation Timeline'!H38","v":""},{"$f":"'PDF-SOW & Installation Timeline'!J38","v":""},{"$f":"'PDF-SOW & Installation Timeline'!K38","v":""},"",{"$f":"'PDF-SOW & Installation Timeline'!I38","v":""},null,{"$f":"IFERROR(VLOOKUP(C55,Measures!$A$15:$AJ$83,26,FALSE),\"\")","v":""},{"$f":"IFERROR(VLOOKUP(C55,Measures!$A$15:$AJ$83,27,FALSE),\"\")","v":""},{"$f":"IFERROR(VLOOKUP(C55,Measures!$A$15:$AJ$83,30,FALSE),\"\")","v":""}]
[null,null,{"$f":"'PDF-SOW & Installation Timeline'!C39","v":""},null,null,{"$f":"'PDF-SOW & Installation Timeline'!H39","v":""},{"$f":"'PDF-SOW & Installation Timeline'!J39","v":""},{"$f":"'PDF-SOW & Installation Timeline'!K39","v":""},"",{"$f":"'PDF-SOW & Installation Timeline'!I39","v":""},null,{"$f":"IFERROR(VLOOKUP(C56,Measures!$A$15:$AJ$83,26,FALSE),\"\")","v":""},{"$f":"IFERROR(VLOOKUP(C56,Measures!$A$15:$AJ$83,27,FALSE),\"\")","v":""},{"$f":"IFERROR(VLOOKUP(C56,Measures!$A$15:$AJ$83,30,FALSE),\"\")","v":""}]
[null,null,{"$f":"'PDF-SOW & Installation Timeline'!C40","v":""},null,null,{"$f":"'PDF-SOW & Installation Timeline'!H40","v":""},{"$f":"'PDF-SOW & Installation Timeline'!J40","v":""},{"$f":"'PDF-SOW & Installation Timeline'!K40","v":""},"",{"$f":"'PDF-SOW & Installation Timeline'!I40","v":""},null,{"$f":"IFERROR(VLOOKUP(C57,Measures!$A$15:$AJ$83,26,FALSE),\"\")","v":""},{"$f":"IFERROR(VLOOKUP(C57,Measures!$A$15:$AJ$83,27,FALSE),\"\")","v":""},{"$f":"IFERROR(VLOOKUP(C57,Measures!$A$15:$AJ$83,30,FALSE),\"\")","v":""}]
[null,null,{"$f":"'PDF-SOW & Installation Timeline'!C41","v":""},null,null,{"$f":"'PDF-SOW & Installation Timeline'!H41","v":""},{"$f":"'PDF-SOW & Installation Timeline'!J41","v":""},{"$f":"'PDF-SOW & Installation Timeline'!K41","v":""},"",{"$f":"'PDF-SOW & Installation Timeline'!I41","v":""},null,{"$f":"IFERROR(VLOOKUP(C58,Measures!$A$15:$AJ$83,26,FALSE),\"\")","v":""},{"$f":"IFERROR(VLOOKUP(C58,Measures!$A$15:$AJ$83,27,FALSE),\"\")","v":""},{"$f":"IFERROR(VLOOKUP(C58,Measures!$A$15:$AJ$83,30,FALSE),\"\")","v":""}]
[null,null,{"$f":"'PDF-SOW & Installation Timeline'!C42","v":""},null,null,{"$f":"'PDF-SOW & Installation Timeline'!H42","v":""},{"$f":"'PDF-SOW & Installation Timeline'!J42","v":""},{"$f":"'PDF-SOW & Installation Timeline'!K42","v":""},"",{"$f":"'PDF-SOW & Installation Timeline'!I42","v":""},null,{"$f":"IFERROR(VLOOKUP(C59,Measures!$A$15:$AJ$83,26,FALSE),\"\")","v":""},{"$f":"IFERROR(VLOOKUP(C59,Measures!$A$15:$AJ$83,27,FALSE),\"\")","v":""},{"$f":"IFERROR(VLOOKUP(C59,Measures!$A$15:$AJ$83,30,FALSE),\"\")","v":""}]
[null,null,{"$f":"'PDF-SOW & Installation Timeline'!C43","v":""},null,null,{"$f":"'PDF-SOW & Installation Timeline'!H43","v":""},{"$f":"'PDF-SOW & Installation Timeline'!J43","v":""},{"$f":"'PDF-SOW & Installation Timeline'!K43","v":""},"",{"$f":"'PDF-SOW & Installation Timeline'!I43","v":""},null,{"$f":"IFERROR(VLOOKUP(C60,Measures!$A$15:$AJ$83,26,FALSE),\"\")","v":""},{"$f":"IFERROR(VLOOKUP(C60,Measures!$A$15:$AJ$83,27,FALSE),\"\")","v":""},{"$f":"IFERROR(VLOOKUP(C60,Measures!$A$15:$AJ$83,30,FALSE),\"\")","v":""}]
[null,null,{"$f":"'PDF-SOW & Installation Timeline'!C44","v":""},null,null,{"$f":"'PDF-SOW & Installation Timeline'!H44","v":""},{"$f":"'PDF-SOW & Installation Timeline'!J44","v":""},{"$f":"'PDF-SOW & Installation Timeline'!K44","v":""},"",{"$f":"'PDF-SOW & Installation Timeline'!I44","v":""},null,{"$f":"IFERROR(VLOOKUP(C61,Measures!$A$15:$AJ$83,26,FALSE),\"\")","v":""},{"$f":"IFERROR(VLOOKUP(C61,Measures!$A$15:$AJ$83,27,FALSE),\"\")","v":""},{"$f":"IFERROR(VLOOKUP(C61,Measures!$A$15:$AJ$83,30,FALSE),\"\")","v":""}]
[null,null,"TOTAL",null,null,null,{"$f":"SUM(G48:G61)","v":0},{"$f":"SUM(H48:H61)","v":0},{"$f":"SUM(I48:I61)","v":0},{"$f":"SUM(J48:J61)","v":0},{"$f":"Summary!E19","v":"Not eligible for comprehensive incentive"},{"$f":"SUM(L48:L61)","v":0},{"$f":"SUM(M48:M61)","v":0},{"$f":"SUM(N48:N61)","v":0}]
[null,null,"*If project is eligible for any bonus incentive amount, then the bonus incentive listed is only offered if installation timelines and program requirements are met. "]
[null,null,"Installation Schedule (To be filled out by the applicant)"]
[null,null,"Please provide the information requested below.  Any change to the project scope or to the start or completion dates must be approved by the IC and could result in a revised offer after the project is re-evaluated. "]
[null,null,"Estimated Start Date:  ",null,null,"Estimated Date of Submission of Final Cut Sheets (if applicable, for comprehensive projects):",null,null,"Estimated Mid-Project Inspection Date (if applicable, for comprehensive projects): ",null,null,"Estimated Completion Date: "]
[]
[]
[null,null,"DISCLAIMER: This incentive offer letter creates no reliance on the part of any customer, contractor, or any other third party. Utility and the IC shall not be liable to customer, contractor, or any other person or entity in connection with any project undertaken by customer, including, without limitation, in connection with Utility’s and the IC’s review of worksheets or other materials, or Utility’s and the IC’s approval of any incentive offer. Utility and the IC make no representation or warranty, and undertake no responsibility whatsoever, concerning the adequacy of any project design or plan, any construction or installation work, the completion of any project, or the performance of any energy efficiency measures or equipment. To the fullest extent permitted by law, customer and contractor, each on behalf of itself and any other person or entity claiming by and through customer or contractor, hereby irrevocably and unconditionally release and forever discharge, and agree to defend, indemnify, and hold harmless Utility and the IC, its affiliates, and their respective past, present and future officers, directors, trustees, stockholders, employees, agents, representatives, successors and assigns, from any and all claims, charges, complaints, causes of action, damages, losses, agreements and liabilities of any kind or nature whatsoever, whether known or unknown and whether at law or in equity, arising from the design, installation or performance of any energy efficiency measure or equipment purchased or installed in connection with the program (including without limitation, claims for personal injury, death or property damage) or related to energy costs incurred by customer including, without limitation, attorneys’ fees, court costs and costs of experts. "]
[]
[null,null,"Customer Agreement and Signature"]
[null,null,"The incentive offer made by this Incentive Offer Letter must be accepted by signature within 30 days of the Project Authorization Date noted above. If the incentive offer is not accepted within 30 days, then the project application may be discontinued and a new application to the program may be required consistent with the program rules then in effect.  Customer agrees to notify Utility immediately of any change (including, without limitation, changes in scope or change orders issued to contractors or installers) that has the potential to materially affect the installation costs, or the anticipated savings, or that may lead to a decision to abandon the project. "]
[]
[null,null,"Customer or Authorized Representative (please print)",null,null,null,"Title",null,null,null,null,"Date"]
[]
[]
[null,null,"Signature"]

{"sheet":"CA Lighting Inspection WB","index":14,"n_rows":124,"n_cols":27,"rows_kept":124,"cut":false,"hidden":true,"merged":[[2,1,2,3],[2,4,2,6],[2,7,2,9],[2,10,2,11],[2,12,2,15],[3,1,3,3],[3,4,3,6],[3,7,3,9],[3,10,3,11],[3,12,3,15],[6,1,6,3],[6,4,6,18],[3,18,5,18],[4,1,4,3],[4,4,4,6],[4,10,4,11],[4,12,4,15],[4,16,5,16],[4,17,5,17],[5,1,5,3],[5,4,5,6],[19,17,19,18],[20,17,20,18],[21,17,21,18],[22,17,22,18],[16,17,16,18],[17,17,17,18],[18,17,18,18],[5,7,5,9],[5,10,5,11],[5,12,5,15],[9,17,9,18],[10,17,10,18],[11,17,11,18],[12,17,12,18],[13,17,13,18],[14,17,14,18],[15,17,15,18],[9,6,9,7],[10,6,10,7],[11,6,11,7],[12,6,12,7],[13,6,13,7],[14,6,14,7],[21,6,21,7],[43,17,43,18],[44,17,44,18],[45,17,45,18],[46,17,46,18],[41,17,41,18],[42,17,42,18],[31,17,31,18],[32,17,32,18],[33,17,33,18],[34,17,34,18],[82,17,82,18],[77,17,77,18],[78,17,78,18],[67,17,67,18],[68,17,68,18],[69,17,69,18],[70,17,70,18],[65,17,65,18],[66,17,66,18],[76,17,76,18],[113,17,113,18],[114,17,114,18],[103,17,103,18],[104,17,104,18],[105,17,105,18],[106,17,106,18],[101,17,101,18],[102,17,102,18],[91,17,91,18],[92,17,92,18],[93,17,93,18],[94,17,94,18],[110,17,110,18],[111,17,111,18],[112,17,112,18],[95,17,95,18],[96,17,96,18],[97,17,97,18],[98,17,98,18],[99,17,99,18],[100,17,100,18],[107,17,107,18],[108,17,108,18],[109,17,109,18],[89,17,89,18],[90,17,90,18],[79,17,79,18],[80,17,80,18],[81,17,81,18],[35,17,35,18],[36,17,36,18],[37,17,37,18],[38,17,38,18],[39,17,39,18],[40,17,40,18],[63,17,63,18],[64,17,64,18],[83,17,83,18],[84,17,84,18],[85,17,85,18],[86,17,86,18],[87,17,87,18],[88,17,88,18],[71,17,71,18],[72,17,72,18],[73,17,73,18],[74,17,74,18],[75,17,75,18],[23,17,23,18],[24,17,24,18],[25,17,25,18],[26,17,26,18],[27,17,27,18],[28,17,28,18],[29,17,29,18],[30,17,30,18],[62,17,62,18],[47,17,47,18],[48,17,48,18],[49,17,49,18],[50,17,50,18],[51,17,51,18],[52,17,52,18],[55,17,55,18],[56,17,56,18],[57,17,57,18],[58,17,58,18],[53,17,53,18],[54,17,54,18],[59,17,59,18],[60,17,60,18],[61,17,61,18],[22,6,22,7],[23,6,23,7],[24,6,24,7],[25,6,25,7],[26,6,26,7],[15,6,15,7],[16,6,16,7],[17,6,17,7],[18,6,18,7],[19,6,19,7],[20,6,20,7],[33,6,33,7],[34,6,34,7],[35,6,35,7],[36,6,36,7],[37,6,37,7],[38,6,38,7],[27,6,27,7],[28,6,28,7],[29,6,29,7],[30,6,30,7],[31,6,31,7],[32,6,32,7],[45,6,45,7],[46,6,46,7],[47,6,47,7],[48,6,48,7],[49,6,49,7],[50,6,50,7],[39,6,39,7],[40,6,40,7],[41,6,41,7],[42,6,42,7],[43,6,43,7],[44,6,44,7],[57,6,57,7],[58,6,58,7],[59,6,59,7],[60,6,60,7],[61,6,61,7],[62,6,62,7],[51,6,51,7],[52,6,52,7],[53,6,53,7],[54,6,54,7],[55,6,55,7],[56,6,56,7],[69,6,69,7],[70,6,70,7],[71,6,71,7],[72,6,72,7],[73,6,73,7],[74,6,74,7],[63,6,63,7],[64,6,64,7],[65,6,65,7],[66,6,66,7],[67,6,67,7],[68,6,68,7],[81,6,81,7],[82,6,82,7],[83,6,83,7],[84,6,84,7],[85,6,85,7],[86,6,86,7],[75,6,75,7],[76,6,76,7],[77,6,77,7],[78,6,78,7],[79,6,79,7],[80,6,80,7],[93,6,93,7],[94,6,94,7],[95,6,95,7],[96,6,96,7],[97,6,97,7],[98,6,98,7],[87,6,87,7],[88,6,88,7],[89,6,89,7],[90,6,90,7],[91,6,91,7],[92,6,92,7],[106,6,106,7],[107,6,107,7],[108,6,108,7],[109,6,109,7],[110,6,110,7],[99,6,99,7],[100,6,100,7],[101,6,101,7],[102,6,102,7],[103,6,103,7],[104,6,104,7],[122,6,122,7],[122,17,122,18],[123,6,123,7],[123,17,123,18],[0,9,0,12],[119,6,119,7],[119,17,119,18],[120,6,120,7],[120,17,120,18],[121,6,121,7],[121,17,121,18],[116,6,116,7],[116,17,116,18],[117,6,117,7],[117,17,117,18],[118,6,118,7],[118,17,118,18],[111,6,111,7],[112,6,112,7],[113,6,113,7],[114,6,114,7],[115,6,115,7],[115,17,115,18],[105,6,105,7]]}
[null,null,null,null,null,null,null,null,null,"Common Area Lighting Inspection Workbook"]
[]
[null," Service Address:",null,null,"Work Order ID #",null,null,"Number of Units",null,null,"Facility Type",null,"Contact Person",null,null,null,"Pre-Inspection ","☐ ","Implementer"]
[null,{"$f":"'Customer Info'!$E$18","v":0},null,null,{"$f":"CONCATENATE('Customer Info'!C9,\"-\",'Customer Info'!C10,\"-CMP\")","v":"--CMP"},null,null,{"$f":"'Customer Info'!E28","v":0},null,null,{"$f":"'Customer Info'!E11","v":"Multifamily"},null,{"$f":"'Customer Info'!C55","v":0},null,null,null,"Post-Inspection","☐ ",{"$f":"'Customer Info'!E9","v":0}]
[null,{"$f":"'Customer Info'!E20","v":0},null,null,"Building Age ",null,null,"Pass  ☐              Fail ☐ ",null,null,"Pass  ☐    Fail ☐ ",null,"Customer Phone",null,null,null,"Final SOW/Invoice ","☐ "]
[null,{"$f":"'Customer Info'!E21 & 'Customer Info'!E22","v":""},null,null,{"$f":"'Customer Info'!E26","v":0},null,null,null,null,null,null,null,{"$f":"'Customer Info'!D55","v":0}]
[null,"Work Order Note",null,null,{"$f":"'Customer Info'!B79","v":0}]
[]
[null,null,"Lighting",null,null,null,"**Baseline Wattages are used for Existing Measure Description ",null,null,null,null,null,null,null,""]
[null,"Index","FL #","Location","Facility Type","Sector Hours","Existing Measure Description**",null,"Existing Wattage","Qty","Replacement Measure Description","Make","Model","Bi-level  Location","Replace  Wattage","Pass","Fail/Flag ","Reason For Failure"]
[null,0,"","","","","",null,"","","","","","","",""]
[null,1,"","","","","",null,"","","","","","","",""]
[null,2,"","","","","",null,"","","","","","","",""]
[null,3,"","","","","",null,"","","","","","","",""]
[null,4,"","","","","",null,"","","","","","","",""]
[null,5,"","","","","",null,"","","","","","","",""]
[null,6,"","","","","",null,"","","","","","","","",null,null,null,null,null,null,null,null,null,"Page-2",{"$f":"SUM(J34:J55)","v":0}]
[null,7,"","","","","",null,"","","","","","","","",null,null,null,null,null,null,null,null,null,"Page-3",{"$f":"SUM(J57:J78)","v":0}]
[null,8,"","","","","",null,"","","","","","","","",null,null,null,null,null,null,null,null,null,"Page-4",{"$f":"SUM(J80:J101)","v":0}]
[null,9,"","","","","",null,"","","","","","","","",null,null,null,null,null,null,null,null,null,"Page-5",{"$f":"SUM(J103:J123)","v":0}]
[null,10,"","","","","",null,"","","","","","","",""]
[null,11,"","","","","",null,"","","","","","","",""]
[null,12,"","","","","",null,"","","","","","","",""]
[null,13,"","","","","",null,"","","","","","","",""]
[null,14,"","","","","",null,"","","","","","","",""]
[null,15,"","","","","",null,"","","","","","","",""]
[null,16,"","","","","",null,"","","","","","","",""]
[null,17,"","","","","",null,"","","","","","","",""]
[null,18,"","","","","",null,"","","","","","","",""]
[null,19,"","","","","",null,"","","","","","","",""]
[null,20,"","","","","",null,"","","","","","","",""]
[null,21,"","","","","",null,"","","","","","","",""]
[null,"Index","FL #","Location","Facility Type","Sector Hours","Existing Measure Description**",null,"Existing Wattage","Qty","Replacement Measure Description","Make","Model","Bi-level  Location","Replace  Wattage","Pass","Fail/Flag ","Reason For Failure"]
[null,22,"","","","","",null,null,"","","","","","",""]
[null,23,"","","","","",null,"",null,"","","","","",""]
[null,24,"","","","","",null,"","","","","","","",""]
[null,25,"","","","","",null,"",null,"","","","","",""]
[null,26,"","","","","",null,"","","","","","","",""]
[null,27,"","","","","",null,"","","","","","","",""]
[null,28,"","","","","",null,"","","","","","","",""]
[null,29,"","","","","",null,"","","","","","","",""]
[null,30,"","","","","",null,"","","","","","","",""]
[null,31,"","","","","",null,"","","","","","","",""]
[null,32,"","","","","",null,"","","","","","","",""]
[null,33,"","","","","",null,"","","","","","","",""]
[null,34,"","","","","",null,"","","","","","","",""]
[null,35,"","","","","",null,"","","","","","","",""]
[null,36,"","","","","",null,"","","","","","","",""]
[null,37,"","","","","",null,"","","","","","","",""]
[null,38,"","","","","",null,"","","","","","","",""]
[null,39,"","","","","",null,"","","","","","","",""]
[null,40,"","","","","",null,"","","","","","","",""]
[null,41,"","","","","",null,"","","","","","","",""]
[null,42,"","","","","",null,"","","","","","","",""]
[null,43,"","","","","",null,"","","","","","","",""]
[null,"Index","FL #","Location","Facility Type","Sector Hours","Existing Measure Description**",null,"Existing Wattage","Qty","Replacement Measure Description","Make","Model","Bi-level  Location","Replace  Wattage","Pass","Fail/Flag ","Reason For Failure"]
[null,44,"","","","","",null,"","","","","","","",""]
[null,45,"","","","","",null,"",null,"","","","","",""]
[null,46,"","","","","",null,"",null,"","","","","",""]
[null,47,"","","","","",null,"","","","","","","",""]
[null,48,"","","","","",null,"","","","","","","",""]
[null,49,"","","","","",null,"","","","","","","",""]
[null,50,"","","","","",null,"","","","","","","",""]
[null,51,"","","","","",null,"","","","","","","",""]
[null,52,"","","","","",null,"","","","","","","",""]
[null,53,"","","","","",null,"","","","","","","",""]
[null,54,"","","","","",null,"","","","","","","",""]
[null,55,"","","","","",null,"","","","","","","",""]
[null,56,"","","","","",null,"","","","","","","",""]
[null,57,"","","","","",null,"","","","","","","",""]
[null,58,"","","","","",null,"","","","","","","",""]
[null,59,"","","","","",null,"","","","","","","",""]
[null,60,"","","","","",null,"","","","","","","",""]
[null,61,"","","","","",null,"","","","","","","",""]
[null,62,"","","","","",null,"","","","","","","",""]
[null,63,"","","","","",null,"","","","","","","",""]
[null,64,"","","","","",null,"","","","","","","",""]
[null,65,"","","","","",null,"","","","","","","",""]
[null,"Index","FL #","Location","Facility Type","Sector Hours","Existing Measure Description**",null,"Existing Wattage","Qty","Replacement Measure Description","Make","Model","Bi-level  Location","Replace  Wattage","Pass","Fail/Flag ","Reason For Failure"]
[null,66,"","","","","",null,"","","","","","","",""]
[null,67,"","","","","",null,"","","","","","","",""]
[null,68,"","","","","",null,"",null,"","","","","",""]
[null,69,"","","","","",null,"","","","","","","",""]
[null,70,"","","","","",null,"","","","","","","",""]
[null,71,"","","","","",null,"","","","","","","",""]
[null,72,"","","","","",null,"","","","","","","",""]
[null,73,"","","","","",null,"","","","","","","",""]
[null,74,"","","","","",null,"","","","","","","",""]
[null,75,"","","","","",null,"","","","","","","",""]
[null,76,"","","","","",null,"","","","","","","",""]
[null,77,"","","","","",null,"","","","","","","",""]
[null,78,"","","","","",null,"","","","","","","",""]
[null,79,"","","","","",null,"","","","","","","",""]
[null,80,"","","","","",null,"","","","","","","",""]
[null,81,"","","","","",null,"","","","","","","",""]
[null,82,"","","","","",null,"","","","","","","",""]
[null,83,"","","","","",null,"","","","","","","",""]
[null,84,"","","","","",null,"","","","","","","",""]
[null,85,"","","","","",null,"","","","","","","",""]
[null,86,"","","","","",null,"","","","","","","",""]
[null,87,"","","","","",null,"","","","","","","",""]
[null,"Index","FL #","Location","Facility Type","Sector Hours","Existing Measure Description**",null,"Existing Wattage","Qty","Replacement Measure Description","Make","Model","Bi-level  Location","Replace  Wattage","Pass","Fail/Flag ","Reason For Failure"]
[null,88,"","","","","",null,"","","","","","","",""]
[null,89,"","","","","",null,"",null,"","","","","",""]
[null,90,"","","","","",null,"","","","","","","",""]
[null,91,"","","","","",null,"","","","","","","",""]
[null,92,"","","","","",null,"","","","","","","",""]
[null,93,"","","","","",null,"","","","","","","",""]
[null,94,"","","","","",null,"","","","","","","",""]
[null,95,"","","","","",null,"","","","","","","",""]
[null,96,"","","","","",null,"","","","","","","",""]
[null,97,"","","","","",null,"","","","","","","",""]
[null,98,"","","","","",null,"","","","","","","",""]
[null,99,"","","","","",null,"","","","","","","",""]
[null,100,"","","","","",null,"","","","","","","",""]
[null,101,"","","","","",null,"","","","","","","",""]
[null,102,"","","","","",null,"","","","","","","",""]
[null,103,"","","","","",null,"","","","","","","",""]
[null,104,"","","","","",null,"","","","","","","",""]
[null,105,"","","","","",null,"","","","","","","",""]
[null,106,"","","","","",null,"","","","","","","",""]
[null,107,"","","","","",null,"","","","","","","",""]
[null,108,"","","","","",null,"","","","","","","",""]
[null,109,"","","","","",null,"","","","","","","",""]

{"sheet":"Pipe Insulation Inspection WB","index":15,"n_rows":124,"n_cols":27,"rows_kept":124,"cut":false,"hidden":true,"merged":[[2,1,2,3],[2,4,2,6],[2,7,2,9],[2,10,2,11],[2,12,2,15],[3,1,3,3],[3,4,3,6],[3,7,3,9],[3,10,3,11],[3,12,3,15],[10,6,10,7],[10,17,10,18],[4,12,4,15],[4,16,5,16],[4,17,5,17],[5,1,5,3],[5,4,5,6],[5,7,5,9],[5,10,5,11],[5,12,5,15],[3,18,5,18],[4,1,4,3],[4,4,4,6],[4,7,4,9],[4,10,4,11],[6,1,6,3],[6,4,6,18],[9,6,9,7],[9,17,9,18],[14,6,14,7],[14,17,14,18],[15,6,15,7],[15,17,15,18],[16,6,16,7],[16,17,16,18],[11,6,11,7],[11,17,11,18],[12,6,12,7],[12,17,12,18],[13,6,13,7],[13,17,13,18],[20,6,20,7],[20,17,20,18],[21,6,21,7],[21,17,21,18],[22,6,22,7],[22,17,22,18],[17,6,17,7],[17,17,17,18],[18,6,18,7],[18,17,18,18],[19,6,19,7],[19,17,19,18],[26,6,26,7],[26,17,26,18],[27,6,27,7],[27,17,27,18],[28,6,28,7],[28,17,28,18],[23,6,23,7],[23,17,23,18],[24,6,24,7],[24,17,24,18],[25,6,25,7],[25,17,25,18],[32,6,32,7],[32,17,32,18],[33,6,33,7],[33,17,33,18],[34,6,34,7],[34,17,34,18],[29,6,29,7],[29,17,29,18],[30,6,30,7],[30,17,30,18],[31,6,31,7],[31,17,31,18],[38,6,38,7],[38,17,38,18],[39,6,39,7],[39,17,39,18],[40,6,40,7],[40,17,40,18],[35,6,35,7],[35,17,35,18],[36,6,36,7],[36,17,36,18],[37,6,37,7],[37,17,37,18],[44,6,44,7],[44,17,44,18],[45,6,45,7],[45,17,45,18],[46,6,46,7],[46,17,46,18],[41,6,41,7],[41,17,41,18],[42,6,42,7],[42,17,42,18],[43,6,43,7],[43,17,43,18],[50,6,50,7],[50,17,50,18],[51,6,51,7],[51,17,51,18],[52,6,52,7],[52,17,52,18],[47,6,47,7],[47,17,47,18],[48,6,48,7],[48,17,48,18],[49,6,49,7],[49,17,49,18],[56,6,56,7],[56,17,56,18],[57,6,57,7],[57,17,57,18],[58,6,58,7],[58,17,58,18],[53,6,53,7],[53,17,53,18],[54,6,54,7],[54,17,54,18],[55,6,55,7],[55,17,55,18],[62,6,62,7],[62,17,62,18],[63,6,63,7],[63,17,63,18],[64,6,64,7],[64,17,64,18],[59,6,59,7],[59,17,59,18],[60,6,60,7],[60,17,60,18],[61,6,61,7],[61,17,61,18],[68,6,68,7],[68,17,68,18],[69,6,69,7],[69,17,69,18],[70,6,70,7],[70,17,70,18],[65,6,65,7],[65,17,65,18],[66,6,66,7],[66,17,66,18],[67,6,67,7],[67,17,67,18],[74,6,74,7],[74,17,74,18],[75,6,75,7],[75,17,75,18],[76,6,76,7],[76,17,76,18],[71,6,71,7],[71,17,71,18],[72,6,72,7],[72,17,72,18],[73,6,73,7],[73,17,73,18],[80,6,80,7],[80,17,80,18],[81,6,81,7],[81,17,81,18],[82,6,82,7],[82,17,82,18],[77,6,77,7],[77,17,77,18],[78,6,78,7],[78,17,78,18],[79,6,79,7],[79,17,79,18],[86,6,86,7],[86,17,86,18],[87,6,87,7],[87,17,87,18],[88,6,88,7],[88,17,88,18],[83,6,83,7],[83,17,83,18],[84,6,84,7],[84,17,84,18],[85,6,85,7],[85,17,85,18],[92,6,92,7],[92,17,92,18],[93,6,93,7],[93,17,93,18],[94,6,94,7],[94,17,94,18],[89,6,89,7],[89,17,89,18],[90,6,90,7],[90,17,90,18],[91,6,91,7],[91,17,91,18],[98,6,98,7],[98,17,98,18],[99,6,99,7],[99,17,99,18],[100,6,100,7],[100,17,100,18],[95,6,95,7],[95,17,95,18],[96,6,96,7],[96,17,96,18],[97,6,97,7],[97,17,97,18],[104,6,104,7],[104,17,104,18],[105,6,105,7],[105,17,105,18],[106,6,106,7],[106,17,106,18],[101,6,101,7],[101,17,101,18],[102,6,102,7],[102,17,102,18],[103,6,103,7],[103,17,103,18],[110,6,110,7],[110,17,110,18],[111,6,111,7],[111,17,111,18],[112,6,112,7],[112,17,112,18],[107,6,107,7],[107,17,107,18],[108,6,108,7],[108,17,108,18],[109,6,109,7],[109,17,109,18],[116,6,116,7],[116,17,116,18],[117,6,117,7],[117,17,117,18],[118,6,118,7],[118,17,118,18],[113,6,113,7],[113,17,113,18],[114,6,114,7],[114,17,114,18],[115,6,115,7],[115,17,115,18],[122,6,122,7],[122,17,122,18],[123,6,123,7],[123,17,123,18],[119,6,119,7],[119,17,119,18],[120,6,120,7],[120,17,120,18],[121,6,121,7],[121,17,121,18]]}
[null,null,null,null,null,null,null,"Pipe Insulation Inspection Workbook"]
[]
[null," Service Address:",null,null,"Work Order ID #",null,null,"Number of Units",null,null,"Facility Type",null,"Contact Person",null,null,null,"Pre-Inspection ","☐ ","Implementer"]
[null,{"$f":"'Customer Info'!$E$18","v":0},null,null,{"$f":"CONCATENATE('Customer Info'!C9,\"-\",'Customer Info'!C10,\"-CMP\")","v":"--CMP"},null,null,{"$f":"'Customer Info'!E28","v":0},null,null,{"$f":"'Customer Info'!E11","v":"Multifamily"},null,{"$f":"'Customer Info'!C55","v":0},null,null,null,"Post-Inspection","☐ ",{"$f":"'Customer Info'!E9","v":0}]
[null,{"$f":"'Customer Info'!E20","v":0},null,null,"Building Age ",null,null,"Pass  ☐                      Fail ☐ ",null,null,"Pass  ☐    Fail ☐ ",null,"Customer Phone",null,null,null,"Final SOW/Invoice ","☐ "]
[null,{"$f":"'Customer Info'!E21 & 'Customer Info'!E22","v":""},null,null,{"$f":"'Customer Info'!E26","v":0},null,null,null,null,null,null,null,{"$f":"'Customer Info'!D55","v":0}]
[null,"Work Order Note",null,null,{"$f":"'Customer Info'!B79","v":0}]
[]
[null,null,"Pipe Insulation",null,null,null,null,null,null,null,null,null,null,null,""]
[null,"Index","FL #","Location","Insulation Type","Piping Material","Piping Type",null,"Heating Type","Pipe Size","Insulation Fiberglass/Rigid Foam Thickness","Insulation Fiberglass/Rigid Foam Length (ft)","Equipment Type","Size Range","Total Price","Pass","Fail/Flag ","Reason For Failure"]
[null,0,"","","","","",null,"","","","","","","",""]
[null,1,"","","","","",null,"","","","","","","",""]
[null,2,"","","","","",null,"","","","","","","",""]
[null,3,"","","","","",null,"","","","","","","",""]
[null,4,"","","","","",null,"","","","","","","",""]
[null,5,"","","","","",null,"","","","","","","",""]
[null,6,"","","","","",null,"","","","","","","","",null,null,null,null,null,null,null,null,null,"Page-2",{"$f":"SUM(J34:J55)","v":0}]
[null,7,"","","","","",null,"","","","","","","","",null,null,null,null,null,null,null,null,null,"Page-3",{"$f":"SUM(J57:J78)","v":0}]
[null,8,"","","","","",null,"","","","","","","","",null,null,null,null,null,null,null,null,null,"Page-4",{"$f":"SUM(J80:J101)","v":0}]
[null,9,"","","","","",null,"","","","","","","","",null,null,null,null,null,null,null,null,null,"Page-5",{"$f":"SUM(J103:J123)","v":0}]
[null,10,"","","","","",null,"","","","","","","",""]
[null,11,"","","","","",null,"","","","","","","",""]
[null,12,"","","","","",null,"","","","","","","",""]
[null,13,"","","","","",null,"","","","","","","",""]
[null,14,"","","","","",null,"","","","","","","",""]
[null,15,"","","","","",null,"","","","","","","",""]
[null,16,"","","","","",null,"","","","","","","",""]
[null,17,"","","","","",null,"","","","","","","",""]
[null,18,"","","","","",null,"","","","","","","",""]
[null,19,"","","","","",null,"","","","","","","",""]
[null,20,"","","","","",null,"","","","","","","",""]
[null,21,"","","","","",null,"","","","","","","",""]
[null,"Index","FL #","Location","Insulation Type","Piping Material","Piping Type",null,"Heating Type","Pipe Size","Insulation Fiberglass/Rigid Foam Thickness","Insulation Fiberglass/Rigid Foam Length (ft)","Equipment Type","Size Range","Total Price","Pass","Fail/Flag ","Reason For Failure"]
[null,22,"","","","","",null,null,null,"","","","","",""]
[null,23,"","","","","",null,"",null,"","","","","",""]
[null,24,"","","","","",null,"","","","","","","",""]
[null,25,"","","","","",null,"","","","","","","",""]
[null,26,"","","","","",null,"","","","","","","",""]
[null,27,"","","","","",null,"","","","","","","",""]
[null,28,"","","","","",null,"","","","","","","",""]
[null,29,"","","","","",null,"","","","","","","",""]
[null,30,"","","","","",null,"","","","","","","",""]
[null,31,"","","","","",null,"","","","","","","",""]
[null,32,"","","","","",null,"","","","","","","",""]
[null,33,"","","","","",null,"","","","","","","",""]
[null,34,"","","","","",null,"","","","","","","",""]
[null,35,"","","","","",null,"","","","","","","",""]
[null,36,"","","","","",null,"","","","","","","",""]
[null,37,"","","","","",null,"","","","","","","",""]
[null,38,"","","","","",null,"","","","","","","",""]
[null,39,"","","","","",null,"","","","","","","",""]
[null,40,"","","","","",null,"","","","","","","",""]
[null,41,"","","","","",null,"","","","","","","",""]
[null,42,"","","","","",null,"","","","","","","",""]
[null,43,"","","","","",null,"","","","","","","",""]
[null,"Index","FL #","Location","Insulation Type","Piping Material","Piping Type",null,"Heating Type","Pipe Size","Insulation Fiberglass/Rigid Foam Thickness","Insulation Fiberglass/Rigid Foam Length (ft)","Equipment Type","Size Range","Total Price","Pass","Fail/Flag ","Reason For Failure"]
[null,44,"","","","","",null,"","","","","","","",""]
[null,45,"","","","","",null,"","","","","","","",""]
[null,46,"","","","","",null,"",null,"","","","","",""]
[null,47,"","","","","",null,"","","","","","","",""]
[null,48,"","","","","",null,"","","","","","","",""]
[null,49,"","","","","",null,"","","","","","","",""]
[null,50,"","","","","",null,"","","","","","","",""]
[null,51,"","","","","",null,"","","","","","","",""]
[null,52,"","","","","",null,"","","","","","","",""]
[null,53,"","","","","",null,"","","","","","","",""]
[null,54,"","","","","",null,"","","","","","","",""]
[null,55,"","","","","",null,"","","","","","","",""]
[null,56,"","","","","",null,"","","","","","","",""]
[null,57,"","","","","",null,"","","","","","","",""]
[null,58,"","","","","",null,"","","","","","","",""]
[null,59,"","","","","",null,"","","","","","","",""]
[null,60,"","","","","",null,"","","","","","","",""]
[null,61,"","","","","",null,"","","","","","","",""]
[null,62,"","","","","",null,"","","","","","","",""]
[null,63,"","","","","",null,"","","","","","","",""]
[null,64,"","","","","",null,"","","","","","","",""]
[null,65,"","","","","",null,"","","","","","","",""]
[null,"Index","FL #","Location","Insulation Type","Piping Material","Piping Type",null,"Heating Type","Pipe Size","Insulation Fiberglass/Rigid Foam Thickness","Insulation Fiberglass/Rigid Foam Length (ft)","Equipment Type","Size Range","Total Price","Pass","Fail/Flag ","Reason For Failure"]
[null,66,"","","","","",null,"","","","","","","",""]
[null,67,"","","","","",null,"","","","","","","",""]
[null,68,"","","","","",null,"","","","","","","",""]
[null,69,"","","","","",null,"","","","","","","",""]
[null,70,"","","","","",null,"","","","","","","",""]
[null,71,"","","","","",null,"","","","","","","",""]
[null,72,"","","","","",null,"","","","","","","",""]
[null,73,"","","","","",null,"","","","","","","",""]
[null,74,"","","","","",null,"","","","","","","",""]
[null,75,"","","","","",null,"","","","","","","",""]
[null,76,"","","","","",null,"","","","","","","",""]
[null,77,"","","","","",null,"","","","","","","",""]
[null,78,"","","","","",null,"","","","","","","",""]
[null,79,"","","","","",null,"","","","","","","",""]
[null,80,"","","","","",null,"","","","","","","",""]
[null,81,"","","","","",null,"","","","","","","",""]
[null,82,"","","","","",null,"","","","","","","",""]
[null,83,"","","","","",null,"","","","","","","",""]
[null,84,"","","","","",null,"","","","","","","",""]
[null,85,"","","","","",null,"","","","","","","",""]
[null,86,"","","","","",null,"","","","","","","",""]
[null,87,"","","","","",null,"","","","","","","",""]
[null,"Index","FL #","Location","Insulation Type","Piping Material","Piping Type",null,"Heating Type","Pipe Size","Insulation Fiberglass/Rigid Foam Thickness","Insulation Fiberglass/Rigid Foam Length (ft)","Equipment Type","Size Range","Total Price","Pass","Fail/Flag ","Reason For Failure"]
[null,88,"","","","","",null,"","","","","","","",""]
[null,89,"","","","","",null,"","","","","","","",""]
[null,90,"","","","","",null,"","","","","","","",""]
[null,91,"","","","","",null,"","","","","","","",""]
[null,92,"","","","","",null,"","","","","","","",""]
[null,93,"","","","","",null,"","","","","","","",""]
[null,94,"","","","","",null,"","","","","","","",""]
[null,95,"","","","","",null,"","","","","","","",""]
[null,96,"","","","","",null,"","","","","","","",""]
[null,97,"","","","","",null,"","","","","","","",""]
[null,98,"","","","","",null,"","","","","","","",""]
[null,99,"","","","","",null,"","","","","","","",""]
[null,100,"","","","","",null,"","","","","","","",""]
[null,101,"","","","","",null,"","","","","","","",""]
[null,102,"","","","","",null,"","","","","","","",""]
[null,103,"","","","","",null,"","","","","","","",""]
[null,104,"","","","","",null,"","","","","","","",""]
[null,105,"","","","","",null,"","","","","","","",""]
[null,106,"","","","","",null,"","","","","","","",""]
[null,107,"","","","","",null,"","","","","","","",""]
[null,108,"","","","","",null,"","","","","","","",""]
[null,109,"","","","","",null,"","","","","","","",""]

{"sheet":"Air Sealing Inspection WB","index":16,"n_rows":124,"n_cols":27,"rows_kept":124,"cut":false,"hidden":true,"merged":[[2,1,2,3],[2,4,2,6],[2,7,2,9],[2,10,2,11],[2,12,2,14],[0,5,0,7],[3,1,3,3],[3,4,3,6],[3,7,3,9],[3,10,3,11],[3,12,3,14],[3,17,5,17],[4,1,4,3],[4,4,4,6],[4,7,4,9],[4,10,4,11],[13,5,13,7],[6,1,6,3],[6,4,6,17],[4,12,4,14],[4,15,5,15],[4,16,5,16],[5,1,5,3],[5,4,5,6],[5,7,5,9],[5,10,5,11],[5,12,5,14],[9,13,9,14],[10,13,10,14],[11,13,11,14],[12,13,12,14],[13,13,13,14],[20,5,20,7],[21,5,21,7],[22,5,22,7],[21,15,21,17],[17,5,17,7],[18,5,18,7],[19,5,19,7],[14,5,14,7],[15,5,15,7],[16,5,16,7],[14,15,14,17],[15,15,15,17],[16,15,16,17],[17,15,17,17],[18,15,18,17],[19,15,19,17],[20,15,20,17],[22,15,22,17],[14,13,14,14],[15,13,15,14],[16,13,16,14],[17,13,17,14],[18,13,18,14],[19,13,19,14],[29,5,29,7],[30,5,30,7],[31,5,31,7],[29,15,29,17],[26,5,26,7],[27,5,27,7],[28,5,28,7],[28,15,28,17],[23,5,23,7],[24,5,24,7],[25,5,25,7],[23,15,23,17],[24,15,24,17],[25,15,25,17],[26,15,26,17],[27,15,27,17],[27,8,27,10],[28,8,28,10],[29,8,29,10],[30,8,30,10],[31,8,31,10],[38,5,38,7],[39,5,39,7],[40,5,40,7],[39,8,39,10],[35,5,35,7],[36,5,36,7],[37,5,37,7],[36,15,36,17],[32,5,32,7],[33,5,33,7],[34,5,34,7],[34,13,34,14],[32,13,32,14],[33,13,33,14],[32,8,32,10],[47,5,47,7],[48,5,48,7],[49,5,49,7],[47,13,47,14],[44,5,44,7],[45,5,45,7],[46,5,46,7],[44,15,44,17],[41,5,41,7],[42,5,42,7],[43,5,43,7],[43,15,43,17],[41,15,41,17],[42,15,42,17],[44,13,44,14],[45,13,45,14],[46,13,46,14],[48,13,48,14],[49,13,49,14],[43,8,43,10],[44,8,44,10],[45,8,45,10],[56,5,56,7],[57,5,57,7],[58,5,58,7],[58,15,58,17],[53,5,53,7],[54,5,54,7],[55,5,55,7],[54,13,54,14],[50,5,50,7],[51,5,51,7],[52,5,52,7],[51,15,51,17],[52,15,52,17],[53,15,53,17],[54,15,54,17],[55,15,55,17],[56,15,56,17],[57,15,57,17],[55,13,55,14],[56,13,56,14],[57,13,57,14],[58,13,58,14],[50,13,50,14],[51,13,51,14],[65,5,65,7],[66,5,66,7],[67,5,67,7],[66,15,66,17],[62,5,62,7],[63,5,63,7],[64,5,64,7],[64,8,64,10],[59,5,59,7],[60,5,60,7],[61,5,61,7],[59,15,59,17],[60,15,60,17],[61,15,61,17],[62,15,62,17],[63,15,63,17],[64,15,64,17],[65,15,65,17],[67,15,67,17],[59,13,59,14],[60,13,60,14],[65,8,65,10],[66,8,66,10],[67,8,67,10],[74,5,74,7],[75,5,75,7],[76,5,76,7],[74,15,74,17],[71,5,71,7],[72,5,72,7],[73,5,73,7],[73,15,73,17],[68,5,68,7],[69,5,69,7],[70,5,70,7],[68,15,68,17],[69,15,69,17],[70,15,70,17],[71,15,71,17],[72,15,72,17],[73,13,73,14],[74,13,74,14],[75,13,75,14],[76,13,76,14],[68,8,68,10],[69,8,69,10],[70,8,70,10],[83,5,83,7],[84,5,84,7],[85,5,85,7],[83,8,83,10],[80,5,80,7],[81,5,81,7],[82,5,82,7],[81,15,81,17],[77,5,77,7],[78,5,78,7],[79,5,79,7],[79,13,79,14],[77,15,77,17],[78,15,78,17],[79,15,79,17],[80,15,80,17],[82,13,82,14],[83,13,83,14],[84,13,84,14],[85,13,85,14],[77,13,77,14],[78,13,78,14],[80,8,80,10],[81,8,81,10],[92,13,92,14],[89,5,89,7],[90,5,90,7],[91,5,91,7],[89,15,89,17],[86,5,86,7],[87,5,87,7],[88,5,88,7],[88,15,88,17],[90,15,90,17],[91,15,91,17],[92,15,92,17],[92,8,92,10],[100,8,100,10],[101,8,101,10],[92,5,92,7],[93,5,93,7],[94,5,94,7],[93,8,93,10],[94,8,94,10],[98,5,98,7],[99,5,99,7],[100,5,100,7],[99,13,99,14],[95,5,95,7],[96,5,96,7],[97,5,97,7],[96,15,96,17],[95,8,95,10],[107,5,107,7],[108,5,108,7],[109,5,109,7],[108,8,108,10],[104,5,104,7],[105,5,105,7],[106,5,106,7],[104,15,104,17],[104,8,104,10],[105,8,105,10],[106,8,106,10],[107,8,107,10],[102,8,102,10],[103,8,103,10],[96,8,96,10],[97,8,97,10],[98,8,98,10],[99,8,99,10],[119,15,119,17],[116,5,116,7],[117,5,117,7],[118,5,118,7],[118,15,118,17],[113,5,113,7],[114,5,114,7],[115,5,115,7],[115,8,115,10],[122,5,122,7],[123,5,123,7],[9,8,9,10],[10,3,10,4],[11,3,11,4],[12,3,12,4],[13,3,13,4],[14,3,14,4],[15,3,15,4],[16,3,16,4],[9,3,9,4],[9,5,9,7],[10,5,10,7],[11,5,11,7],[12,5,12,7],[119,5,119,7],[120,5,120,7],[121,5,121,7],[110,5,110,7],[111,5,111,7],[112,5,112,7],[101,5,101,7],[102,5,102,7],[103,5,103,7],[23,3,23,4],[24,3,24,4],[25,3,25,4],[26,3,26,4],[27,3,27,4],[28,3,28,4],[17,3,17,4],[18,3,18,4],[19,3,19,4],[20,3,20,4],[21,3,21,4],[22,3,22,4],[35,3,35,4],[36,3,36,4],[37,3,37,4],[38,3,38,4],[39,3,39,4],[40,3,40,4],[29,3,29,4],[30,3,30,4],[31,3,31,4],[32,3,32,4],[33,3,33,4],[34,3,34,4],[47,3,47,4],[48,3,48,4],[49,3,49,4],[50,3,50,4],[51,3,51,4],[52,3,52,4],[41,3,41,4],[42,3,42,4],[43,3,43,4],[44,3,44,4],[45,3,45,4],[46,3,46,4],[59,3,59,4],[60,3,60,4],[61,3,61,4],[62,3,62,4],[63,3,63,4],[64,3,64,4],[53,3,53,4],[54,3,54,4],[55,3,55,4],[56,3,56,4],[57,3,57,4],[58,3,58,4],[71,3,71,4],[72,3,72,4],[73,3,73,4],[74,3,74,4],[75,3,75,4],[76,3,76,4],[65,3,65,4],[66,3,66,4],[67,3,67,4],[68,3,68,4],[69,3,69,4],[70,3,70,4],[85,3,85,4],[86,3,86,4],[87,3,87,4],[88,3,88,4],[77,3,77,4],[78,3,78,4],[79,3,79,4],[80,3,80,4],[81,3,81,4],[82,3,82,4],[122,3,122,4],[123,3,123,4],[9,15,9,17],[10,15,10,17],[11,15,11,17],[12,15,12,17],[13,15,13,17],[113,3,113,4],[114,3,114,4],[115,3,115,4],[116,3,116,4],[117,3,117,4],[118,3,118,4],[107,3,107,4],[108,3,108,4],[109,3,109,4],[110,3,110,4],[111,3,111,4],[112,3,112,4],[101,3,101,4],[102,3,102,4],[103,3,103,4],[104,3,104,4],[105,3,105,4],[119,3,119,4],[120,3,120,4],[121,3,121,4],[106,3,106,4],[95,3,95,4],[96,3,96,4],[97,3,97,4],[98,3,98,4],[99,3,99,4],[100,3,100,4],[89,3,89,4],[90,3,90,4],[91,3,91,4],[92,3,92,4],[93,3,93,4],[94,3,94,4],[83,3,83,4],[84,3,84,4],[30,15,30,17],[31,15,31,17],[32,15,32,17],[33,15,33,17],[34,15,34,17],[35,15,35,17],[45,15,45,17],[46,15,46,17],[47,15,47,17],[48,15,48,17],[49,15,49,17],[50,15,50,17],[37,15,37,17],[38,15,38,17],[39,15,39,17],[40,15,40,17],[112,15,112,17],[113,15,113,17],[105,15,105,17],[106,15,106,17],[107,15,107,17],[108,15,108,17],[109,15,109,17],[110,15,110,17],[97,15,97,17],[98,15,98,17],[99,15,99,17],[100,15,100,17],[101,15,101,17],[102,15,102,17],[111,15,111,17],[103,15,103,17],[20,13,20,14],[21,13,21,14],[120,15,120,17],[121,15,121,17],[122,15,122,17],[114,15,114,17],[115,15,115,17],[116,15,116,17],[117,15,117,17],[93,15,93,17],[94,15,94,17],[95,15,95,17],[82,15,82,17],[83,15,83,17],[84,15,84,17],[85,15,85,17],[86,15,86,17],[87,15,87,17],[75,15,75,17],[76,15,76,17],[28,13,28,14],[29,13,29,14],[30,13,30,14],[31,13,31,14],[22,13,22,14],[23,13,23,14],[24,13,24,14],[25,13,25,14],[26,13,26,14],[27,13,27,14],[41,13,41,14],[42,13,42,14],[43,13,43,14],[35,13,35,14],[36,13,36,14],[37,13,37,14],[38,13,38,14],[39,13,39,14],[40,13,40,14],[52,13,52,14],[53,13,53,14],[67,13,67,14],[68,13,68,14],[69,13,69,14],[70,13,70,14],[71,13,71,14],[72,13,72,14],[61,13,61,14],[62,13,62,14],[63,13,63,14],[64,13,64,14],[65,13,65,14],[66,13,66,14],[121,13,121,14],[122,13,122,14],[10,8,10,10],[11,8,11,10],[12,8,12,10],[13,8,13,10],[14,8,14,10],[112,13,112,14],[113,13,113,14],[114,13,114,14],[115,13,115,14],[116,13,116,14],[117,13,117,14],[106,13,106,14],[107,13,107,14],[108,13,108,14],[109,13,109,14],[110,13,110,14],[111,13,111,14],[100,13,100,14],[101,13,101,14],[102,13,102,14],[103,13,103,14],[104,13,104,14],[15,8,15,10],[16,8,16,10],[17,8,17,10],[18,8,18,10],[19,8,19,10],[20,8,20,10],[118,13,118,14],[119,13,119,14],[120,13,120,14],[105,13,105,14],[93,13,93,14],[94,13,94,14],[95,13,95,14],[96,13,96,14],[97,13,97,14],[98,13,98,14],[86,13,86,14],[87,13,87,14],[88,13,88,14],[89,13,89,14],[90,13,90,14],[91,13,91,14],[80,13,80,14],[81,13,81,14],[21,8,21,10],[22,8,22,10],[23,8,23,10],[24,8,24,10],[25,8,25,10],[26,8,26,10],[40,8,40,10],[41,8,41,10],[42,8,42,10],[33,8,33,10],[34,8,34,10],[35,8,35,10],[36,8,36,10],[37,8,37,10],[38,8,38,10],[52,8,52,10],[53,8,53,10],[54,8,54,10],[55,8,55,10],[56,8,56,10],[57,8,57,10],[46,8,46,10],[47,8,47,10],[48,8,48,10],[49,8,49,10],[50,8,50,10],[51,8,51,10],[58,8,58,10],[59,8,59,10],[60,8,60,10],[61,8,61,10],[62,8,62,10],[63,8,63,10],[77,8,77,10],[78,8,78,10],[79,8,79,10],[82,8,82,10],[71,8,71,10],[72,8,72,10],[73,8,73,10],[74,8,74,10],[75,8,75,10],[76,8,76,10],[90,8,90,10],[91,8,91,10],[84,8,84,10],[85,8,85,10],[86,8,86,10],[87,8,87,10],[88,8,88,10],[89,8,89,10],[122,8,122,10],[123,8,123,10],[116,8,116,10],[117,8,117,10],[118,8,118,10],[119,8,119,10],[120,8,120,10],[121,8,121,10],[109,8,109,10],[110,8,110,10],[111,8,111,10],[112,8,112,10],[113,8,113,10],[114,8,114,10]]}
[null,null,null,null,null,"Air Sealing Inspection Workbook"]
[]
[null," Service Address:",null,null,"Work Order ID #",null,null,"Number of Units",null,null,"Facility Type",null,"Contact Person",null,null,"Pre-Inspection ","☐ ","Implementer"]
[null,{"$f":"'Customer Info'!$E$18","v":0},null,null,{"$f":"CONCATENATE('Customer Info'!C9,\"-\",'Customer Info'!C10,\"-CMP\")","v":"--CMP"},null,null,{"$f":"'Customer Info'!E28","v":0},null,null,{"$f":"'Customer Info'!E11","v":"Multifamily"},null,{"$f":"'Customer Info'!C55","v":0},null,null,"Post-Inspection","☐ ",{"$f":"'Customer Info'!E9","v":0}]
[null,{"$f":"'Customer Info'!E20","v":0},null,null,"Building Age ",null,null,"Pass  ☐                      Fail ☐ ",null,null,"Pass  ☐    Fail ☐ ",null,"Customer Phone",null,null,"Final SOW/Invoice ","☐ "]
[null,{"$f":"'Customer Info'!E21 & 'Customer Info'!E22","v":""},null,null,{"$f":"'Customer Info'!E26","v":0},null,null,null,null,null,null,null,{"$f":"'Customer Info'!D55","v":0}]
[null,"Work Order Note",null,null,{"$f":"'Customer Info'!B79","v":0}]
[]
[null,null,"Air Sealing"]
[null,"Index","FL #","Location",null,"Measure Description",null,null,"Qty (Louver/door/Window)",null,null,"Total Price","Pass","Fail/Flag ",null,"Reason For Failure"]
[null,0,"","",null,"",null,null,"",null,null,"","",""]
[null,1,"","",null,"",null,null,"",null,null,"","",""]
[null,2,"","",null,"",null,null,"",null,null,"","",""]
[null,3,"","",null,"",null,null,"",null,null,"","",""]
[null,4,"","",null,"",null,null,"",null,null,"","",""]
[null,5,"","",null,"",null,null,"",null,null,"","",""]
[null,6,"","",null,"",null,null,"",null,null,"","","",null,null,null,null,null,null,null,null,null,null,null,"Page-2",{"$f":"SUM(I34:I55)","v":0}]
[null,7,"","",null,"",null,null,"",null,null,"","","",null,null,null,null,null,null,null,null,null,null,null,"Page-3",{"$f":"SUM(I57:I78)","v":0}]
[null,8,"","",null,"",null,null,"",null,null,"","","",null,null,null,null,null,null,null,null,null,null,null,"Page-4",{"$f":"SUM(I80:I101)","v":0}]
[null,9,"","",null,"",null,null,"",null,null,"","","",null,null,null,null,null,null,null,null,null,null,null,"Page-5",{"$f":"SUM(I103:I123)","v":0}]
[null,10,"","",null,"",null,null,"",null,null,"","",""]
[null,11,"","",null,"",null,null,"",null,null,"","",""]
[null,12,"","",null,"",null,null,"",null,null,"","",""]
[null,13,"","",null,"",null,null,"",null,null,"","",""]
[null,14,"","",null,"",null,null,"",null,null,"","",""]
[null,15,"","",null,"",null,null,"",null,null,"","",""]
[null,16,"","",null,"",null,null,"",null,null,"","",""]
[null,17,"","",null,"",null,null,"",null,null,"","",""]
[null,18,"","",null,"",null,null,"",null,null,"","",""]
[null,19,"","",null,"",null,null,"",null,null,"","",""]
[null,20,"","",null,"",null,null,"",null,null,"","",""]
[null,21,"","",null,"",null,null,"",null,null,"","",""]
[null,"Index","FL #","Location",null,"Measure Description",null,null,"Qty (Louver/door/Window)",null,null,"Total Price","Pass","Fail/Flag ",null,"Reason For Failure"]
[null,22,"","",null,"",null,null,"",null,null,"","",""]
[null,23,"","",null,"",null,null,null,null,null,"","",""]
[null,24,"","",null,"",null,null,"",null,null,"","",""]
[null,25,"","",null,"",null,null,"",null,null,"","",""]
[null,26,"","",null,"",null,null,"",null,null,"","",""]
[null,27,"","",null,"",null,null,"",null,null,"","",""]
[null,28,"","",null,"",null,null,"",null,null,"","",""]
[null,29,"","",null,"",null,null,"",null,null,"","",""]
[null,30,"","",null,"",null,null,"",null,null,"","",""]
[null,31,"","",null,"",null,null,"",null,null,"","",""]
[null,32,"","",null,"",null,null,"",null,null,"","",""]
[null,33,"","",null,"",null,null,"",null,null,"","",""]
[null,34,"","",null,"",null,null,"",null,null,"","",""]
[null,35,"","",null,"",null,null,"",null,null,"","",""]
[null,36,"","",null,"",null,null,"",null,null,"","",""]
[null,37,"","",null,"",null,null,"",null,null,"","",""]
[null,38,"","",null,"",null,null,"",null,null,"","",""]
[null,39,"","",null,"",null,null,"",null,null,"","",""]
[null,40,"","",null,"",null,null,"",null,null,"","",""]
[null,41,"","",null,"",null,null,"",null,null,"","",""]
[null,42,"","",null,"",null,null,"",null,null,"","",""]
[null,43,"","",null,"",null,null,"",null,null,"","",""]
[null,"Index","FL #","Location",null,"Measure Description",null,null,"Qty (Louver/door/Window)",null,null,"Total Price","Pass","Fail/Flag ",null,"Reason For Failure"]
[null,44,"","",null,"",null,null,"",null,null,"","",""]
[null,45,"","",null,"",null,null,"",null,null,"","",""]
[null,46,"","",null,"",null,null,"",null,null,"","",""]
[null,47,"","",null,"",null,null,"",null,null,"","",""]
[null,48,"","",null,"",null,null,"",null,null,"","",""]
[null,49,"","",null,"",null,null,"",null,null,"","",""]
[null,50,"","",null,"",null,null,"",null,null,"","",""]
[null,51,"","",null,"",null,null,"",null,null,"","",""]
[null,52,"","",null,"",null,null,"",null,null,"","",""]
[null,53,"","",null,"",null,null,"",null,null,"","",""]
[null,54,"","",null,"",null,null,"",null,null,"","",""]
[null,55,"","",null,"",null,null,"",null,null,"","",""]
[null,56,"","",null,"",null,null,"",null,null,"","",""]
[null,57,"","",null,"",null,null,"",null,null,"","",""]
[null,58,"","",null,"",null,null,"",null,null,"","",""]
[null,59,"","",null,"",null,null,"",null,null,"","",""]
[null,60,"","",null,"",null,null,"",null,null,"","",""]
[null,61,"","",null,"",null,null,"",null,null,"","",""]
[null,62,"","",null,"",null,null,"",null,null,"","",""]
[null,63,"","",null,"",null,null,"",null,null,"","",""]
[null,64,"","",null,"",null,null,"",null,null,"","",""]
[null,65,"","",null,"",null,null,"",null,null,"","",""]
[null,"Index","FL #","Location",null,"Measure Description",null,null,"Qty (Louver/door/Window)",null,null,"Total Price","Pass","Fail/Flag ",null,"Reason For Failure"]
[null,66,"","",null,"",null,null,"",null,null,"","",""]
[null,67,"","",null,"",null,null,"",null,null,"","",""]
[null,68,"","",null,"",null,null,"",null,null,"","",""]
[null,69,"","",null,"",null,null,"",null,null,"","",""]
[null,70,"","",null,"",null,null,"",null,null,"","",""]
[null,71,"","",null,"",null,null,"",null,null,"","",""]
[null,72,"","",null,"",null,null,"",null,null,"","",""]
[null,73,"","",null,"",null,null,"",null,null,"","",""]
[null,74,"","",null,"",null,null,"",null,null,"","",""]
[null,75,"","",null,"",null,null,"",null,null,"","",""]
[null,76,"","",null,"",null,null,"",null,null,"","",""]
[null,77,"","",null,"",null,null,"",null,null,"","",""]
[null,78,"","",null,"",null,null,"",null,null,"","",""]
[null,79,"","",null,"",null,null,"",null,null,"","",""]
[null,80,"","",null,"",null,null,"",null,null,"","",""]
[null,81,"","",null,"",null,null,"",null,null,"","",""]
[null,82,"","",null,"",null,null,"",null,null,"","",""]
[null,83,"","",null,"",null,null,"",null,null,"","",""]
[null,84,"","",null,"",null,null,"",null,null,"","",""]
[null,85,"","",null,"",null,null,"",null,null,"","",""]
[null,86,"","",null,"",null,null,"",null,null,"","",""]
[null,87,"","",null,"",null,null,"",null,null,"","",""]
[null,"Index","FL #","Location",null,"Measure Description",null,null,"Qty (Louver/door/Window)",null,null,"Total Price","Pass","Fail/Flag ",null,"Reason For Failure"]
[null,88,"","",null,"",null,null,"",null,null,"","",""]
[null,89,"","",null,"",null,null,"",null,null,"","",""]
[null,90,"","",null,"",null,null,"",null,null,"","",""]
[null,91,"","",null,"",null,null,"",null,null,"","",""]
[null,92,"","",null,"",null,null,"",null,null,"","",""]
[null,93,"","",null,"",null,null,"",null,null,"","",""]
[null,94,"","",null,"",null,null,"",null,null,"","",""]
[null,95,"","",null,"",null,null,"",null,null,"","",""]
[null,96,"","",null,"",null,null,"",null,null,"","",""]
[null,97,"","",null,"",null,null,"",null,null,"","",""]
[null,98,"","",null,"",null,null,"",null,null,"","",""]
[null,99,"","",null,"",null,null,"",null,null,"","",""]
[null,100,"","",null,"",null,null,"",null,null,"","",""]
[null,101,"","",null,"",null,null,"",null,null,"","",""]
[null,102,"","",null,"",null,null,"",null,null,"","",""]
[null,103,"","",null,"",null,null,"",null,null,"","",""]
[null,104,"","",null,"",null,null,"",null,null,"","",""]
[null,105,"","",null,"",null,null,"",null,null,"","",""]
[null,106,"","",null,"",null,null,"",null,null,"","",""]
[null,107,"","",null,"",null,null,"",null,null,"","",""]
[null,108,"","",null,"",null,null,"",null,null,"","",""]
[null,109,"","",null,"",null,null,"",null,null,"","","",""]

{"sheet":"Building Envelope Inspection WB","index":17,"n_rows":124,"n_cols":27,"rows_kept":124,"cut":false,"hidden":true,"merged":[[0,5,0,8],[3,17,5,17],[4,1,4,3],[4,4,4,6],[4,7,4,9],[4,10,4,11],[2,1,2,3],[2,4,2,6],[2,7,2,9],[2,10,2,11],[2,12,2,14],[4,12,4,14],[4,15,5,15],[4,16,5,16],[5,1,5,3],[5,4,5,6],[5,7,5,9],[5,10,5,11],[5,12,5,14],[3,1,3,3],[3,4,3,6],[3,7,3,9],[3,10,3,11],[3,12,3,14],[12,3,12,4],[12,15,12,17],[13,3,13,4],[13,15,13,17],[10,3,10,4],[10,15,10,17],[11,3,11,4],[11,15,11,17],[6,1,6,3],[6,4,6,17],[9,3,9,4],[9,15,9,17],[10,5,10,6],[9,5,9,6],[10,7,10,8],[9,7,9,8],[9,10,9,11],[10,10,10,11],[13,5,13,6],[13,7,13,8],[13,10,13,11],[11,5,11,6],[11,7,11,8],[11,10,11,11],[18,3,18,4],[18,15,18,17],[19,3,19,4],[19,15,19,17],[16,3,16,4],[16,15,16,17],[17,3,17,4],[17,15,17,17],[14,3,14,4],[14,15,14,17],[15,3,15,4],[15,15,15,17],[14,5,14,6],[14,7,14,8],[14,10,14,11],[18,7,18,8],[19,7,19,8],[15,10,15,11],[16,10,16,11],[17,10,17,11],[18,10,18,11],[19,10,19,11],[24,3,24,4],[24,15,24,17],[25,3,25,4],[25,15,25,17],[22,3,22,4],[22,15,22,17],[23,3,23,4],[23,15,23,17],[20,3,20,4],[20,15,20,17],[21,3,21,4],[21,15,21,17],[20,7,20,8],[21,10,21,11],[22,10,22,11],[23,10,23,11],[24,10,24,11],[25,10,25,11],[20,10,20,11],[30,3,30,4],[30,15,30,17],[31,3,31,4],[31,15,31,17],[28,3,28,4],[28,15,28,17],[29,3,29,4],[29,15,29,17],[26,3,26,4],[26,15,26,17],[27,3,27,4],[27,15,27,17],[27,5,27,6],[28,5,28,6],[29,5,29,6],[30,5,30,6],[31,5,31,6],[27,7,27,8],[28,7,28,8],[29,7,29,8],[30,7,30,8],[31,7,31,8],[26,10,26,11],[36,3,36,4],[36,15,36,17],[37,3,37,4],[37,15,37,17],[34,3,34,4],[34,15,34,17],[35,3,35,4],[35,15,35,17],[32,3,32,4],[32,15,32,17],[33,3,33,4],[33,15,33,17],[33,5,33,6],[34,5,34,6],[35,5,35,6],[36,5,36,6],[37,5,37,6],[32,5,32,6],[33,7,33,8],[34,7,34,8],[35,7,35,8],[36,7,36,8],[37,7,37,8],[32,7,32,8],[42,3,42,4],[42,15,42,17],[43,3,43,4],[43,15,43,17],[40,3,40,4],[40,15,40,17],[41,3,41,4],[41,15,41,17],[38,3,38,4],[38,15,38,17],[39,3,39,4],[39,15,39,17],[38,5,38,6],[39,5,39,6],[40,5,40,6],[41,5,41,6],[42,5,42,6],[43,5,43,6],[38,7,38,8],[39,7,39,8],[40,7,40,8],[41,7,41,8],[42,7,42,8],[43,7,43,8],[48,3,48,4],[48,15,48,17],[49,3,49,4],[49,15,49,17],[46,3,46,4],[46,15,46,17],[47,3,47,4],[47,15,47,17],[44,3,44,4],[44,15,44,17],[45,3,45,4],[45,15,45,17],[45,5,45,6],[46,5,46,6],[47,5,47,6],[48,5,48,6],[49,5,49,6],[44,5,44,6],[45,7,45,8],[46,7,46,8],[47,7,47,8],[48,7,48,8],[49,7,49,8],[44,7,44,8],[54,3,54,4],[54,15,54,17],[55,3,55,4],[55,15,55,17],[52,3,52,4],[52,15,52,17],[53,3,53,4],[53,15,53,17],[50,3,50,4],[50,15,50,17],[51,3,51,4],[51,15,51,17],[50,5,50,6],[51,5,51,6],[52,5,52,6],[53,5,53,6],[54,5,54,6],[55,5,55,6],[50,7,50,8],[51,7,51,8],[52,7,52,8],[53,7,53,8],[54,7,54,8],[55,7,55,8],[60,3,60,4],[60,15,60,17],[61,3,61,4],[61,15,61,17],[58,3,58,4],[58,15,58,17],[59,3,59,4],[59,15,59,17],[56,3,56,4],[56,15,56,17],[57,3,57,4],[57,15,57,17],[57,5,57,6],[58,5,58,6],[59,5,59,6],[60,5,60,6],[61,5,61,6],[56,5,56,6],[57,7,57,8],[58,7,58,8],[59,7,59,8],[60,7,60,8],[61,7,61,8],[56,7,56,8],[66,3,66,4],[66,15,66,17],[67,3,67,4],[67,15,67,17],[64,3,64,4],[64,15,64,17],[65,3,65,4],[65,15,65,17],[62,3,62,4],[62,15,62,17],[63,3,63,4],[63,15,63,17],[62,5,62,6],[63,5,63,6],[64,5,64,6],[65,5,65,6],[66,5,66,6],[67,5,67,6],[62,7,62,8],[63,7,63,8],[64,7,64,8],[65,7,65,8],[66,7,66,8],[67,7,67,8],[72,3,72,4],[72,15,72,17],[73,3,73,4],[73,15,73,17],[70,3,70,4],[70,15,70,17],[71,3,71,4],[71,15,71,17],[68,3,68,4],[68,15,68,17],[69,3,69,4],[69,15,69,17],[69,5,69,6],[70,5,70,6],[71,5,71,6],[72,5,72,6],[73,5,73,6],[68,5,68,6],[69,7,69,8],[70,7,70,8],[71,7,71,8],[72,7,72,8],[73,7,73,8],[68,7,68,8],[78,3,78,4],[78,15,78,17],[79,3,79,4],[79,15,79,17],[76,3,76,4],[76,15,76,17],[77,3,77,4],[77,15,77,17],[74,3,74,4],[74,15,74,17],[75,3,75,4],[75,15,75,17],[74,5,74,6],[75,5,75,6],[76,5,76,6],[77,5,77,6],[78,5,78,6],[79,5,79,6],[74,7,74,8],[75,7,75,8],[76,7,76,8],[77,7,77,8],[78,7,78,8],[79,7,79,8],[84,3,84,4],[84,15,84,17],[85,3,85,4],[85,15,85,17],[82,3,82,4],[82,15,82,17],[83,3,83,4],[83,15,83,17],[80,3,80,4],[80,15,80,17],[81,3,81,4],[81,15,81,17],[81,5,81,6],[82,5,82,6],[83,5,83,6],[84,5,84,6],[85,5,85,6],[80,5,80,6],[81,7,81,8],[82,7,82,8],[83,7,83,8],[84,7,84,8],[85,7,85,8],[80,7,80,8],[90,3,90,4],[90,15,90,17],[91,3,91,4],[91,15,91,17],[88,3,88,4],[88,15,88,17],[89,3,89,4],[89,15,89,17],[86,3,86,4],[86,15,86,17],[87,3,87,4],[87,15,87,17],[86,5,86,6],[87,5,87,6],[88,5,88,6],[89,5,89,6],[90,5,90,6],[91,5,91,6],[86,7,86,8],[87,7,87,8],[88,7,88,8],[89,7,89,8],[90,7,90,8],[91,7,91,8],[96,3,96,4],[96,15,96,17],[97,3,97,4],[97,15,97,17],[94,3,94,4],[94,15,94,17],[95,3,95,4],[95,15,95,17],[92,3,92,4],[92,15,92,17],[93,3,93,4],[93,15,93,17],[93,5,93,6],[94,5,94,6],[95,5,95,6],[96,5,96,6],[97,5,97,6],[92,5,92,6],[93,7,93,8],[94,7,94,8],[95,7,95,8],[96,7,96,8],[97,7,97,8],[92,7,92,8],[102,3,102,4],[102,15,102,17],[103,3,103,4],[103,15,103,17],[100,3,100,4],[100,15,100,17],[101,3,101,4],[101,15,101,17],[98,3,98,4],[98,15,98,17],[99,3,99,4],[99,15,99,17],[98,5,98,6],[99,5,99,6],[100,5,100,6],[101,5,101,6],[102,5,102,6],[103,5,103,6],[98,7,98,8],[99,7,99,8],[100,7,100,8],[101,7,101,8],[102,7,102,8],[103,7,103,8],[108,3,108,4],[108,15,108,17],[109,3,109,4],[109,15,109,17],[106,3,106,4],[106,15,106,17],[107,3,107,4],[107,15,107,17],[104,3,104,4],[104,15,104,17],[105,3,105,4],[105,15,105,17],[105,5,105,6],[106,5,106,6],[107,5,107,6],[108,5,108,6],[109,5,109,6],[104,5,104,6],[105,7,105,8],[106,7,106,8],[107,7,107,8],[108,7,108,8],[109,7,109,8],[104,7,104,8],[114,15,114,17],[115,3,115,4],[115,15,115,17],[112,3,112,4],[112,15,112,17],[113,3,113,4],[113,15,113,17],[110,3,110,4],[110,15,110,17],[111,3,111,4],[111,15,111,17],[110,5,110,6],[111,5,111,6],[112,5,112,6],[113,5,113,6],[110,7,110,8],[111,7,111,8],[112,7,112,8],[113,7,113,8],[111,10,111,11],[112,10,112,11],[113,10,113,11],[114,10,114,11],[115,10,115,11],[122,3,122,4],[122,15,122,17],[123,3,123,4],[123,8,123,10],[123,5,123,6],[120,3,120,4],[120,15,120,17],[121,3,121,4],[121,15,121,17],[120,5,120,6],[121,5,121,6],[122,5,122,6],[120,7,120,8],[121,7,121,8],[122,7,122,8],[120,10,120,11],[121,10,121,11],[122,10,122,11],[118,3,118,4],[118,15,118,17],[119,3,119,4],[119,15,119,17],[116,3,116,4],[116,15,116,17],[117,3,117,4],[117,15,117,17],[114,3,114,4],[117,5,117,6],[118,5,118,6],[119,5,119,6],[114,5,114,6],[115,5,115,6],[116,5,116,6],[117,7,117,8],[118,7,118,8],[119,7,119,8],[114,7,114,8],[115,7,115,8],[116,7,116,8],[117,10,117,11],[118,10,118,11],[119,10,119,11],[12,5,12,6],[12,7,12,8],[12,10,12,11],[21,5,21,6],[22,5,22,6],[23,5,23,6],[24,5,24,6],[25,5,25,6],[26,5,26,6],[15,5,15,6],[16,5,16,6],[17,5,17,6],[18,5,18,6],[19,5,19,6],[20,5,20,6],[21,7,21,8],[22,7,22,8],[23,7,23,8],[24,7,24,8],[25,7,25,8],[26,7,26,8],[15,7,15,8],[16,7,16,8],[17,7,17,8],[33,10,33,11],[34,10,34,11],[35,10,35,11],[36,10,36,11],[37,10,37,11],[38,10,38,11],[27,10,27,11],[28,10,28,11],[29,10,29,11],[30,10,30,11],[31,10,31,11],[32,10,32,11],[45,10,45,11],[46,10,46,11],[47,10,47,11],[48,10,48,11],[49,10,49,11],[50,10,50,11],[39,10,39,11],[40,10,40,11],[41,10,41,11],[42,10,42,11],[43,10,43,11],[44,10,44,11],[57,10,57,11],[58,10,58,11],[59,10,59,11],[60,10,60,11],[61,10,61,11],[62,10,62,11],[51,10,51,11],[52,10,52,11],[53,10,53,11],[54,10,54,11],[55,10,55,11],[56,10,56,11],[69,10,69,11],[70,10,70,11],[71,10,71,11],[72,10,72,11],[73,10,73,11],[74,10,74,11],[63,10,63,11],[64,10,64,11],[65,10,65,11],[66,10,66,11],[67,10,67,11],[68,10,68,11],[81,10,81,11],[82,10,82,11],[83,10,83,11],[84,10,84,11],[85,10,85,11],[86,10,86,11],[75,10,75,11],[76,10,76,11],[77,10,77,11],[78,10,78,11],[79,10,79,11],[80,10,80,11],[93,10,93,11],[94,10,94,11],[95,10,95,11],[96,10,96,11],[97,10,97,11],[98,10,98,11],[87,10,87,11],[88,10,88,11],[89,10,89,11],[90,10,90,11],[91,10,91,11],[92,10,92,11],[116,10,116,11],[105,10,105,11],[106,10,106,11],[107,10,107,11],[108,10,108,11],[109,10,109,11],[110,10,110,11],[99,10,99,11],[100,10,100,11],[101,10,101,11],[102,10,102,11],[103,10,103,11],[104,10,104,11]]}
[null,null,null,null,null,"Building Envelope Inspection WB"]
[]
[null," Service Address:",null,null,"Work Order ID #",null,null,"Number of Units",null,null,"Facility Type",null,"Contact Person",null,null,"Pre-Inspection ","☐ ","Implementer"]
[null,{"$f":"'Customer Info'!$E$18","v":0},null,null,{"$f":"CONCATENATE('Customer Info'!C9,\"-\",'Customer Info'!C10,\"-CMP\")","v":"--CMP"},null,null,{"$f":"'Customer Info'!E28","v":0},null,null,{"$f":"'Customer Info'!E11","v":"Multifamily"},null,{"$f":"'Customer Info'!C55","v":0},null,null,"Post-Inspection","☐ ",{"$f":"'Customer Info'!E9","v":0}]
[null,{"$f":"'Customer Info'!E20","v":0},null,null,"Building Age ",null,null,"Pass  ☐                      Fail ☐ ",null,null,"Pass  ☐    Fail ☐ ",null,"Customer Phone",null,null,"Final SOW/Invoice ","☐ "]
[null,{"$f":"'Customer Info'!E21 & 'Customer Info'!E22","v":""},null,null,{"$f":"'Customer Info'!E26","v":0},null,null,null,null,null,null,null,{"$f":"'Customer Info'!D55","v":0}]
[null,"Work Order Note",null,null,{"$f":"'Customer Info'!B79","v":0}]
[]
[null,null,"Building Envelope"]
[null,"Index","FL #","Location",null,"Wall or Roof",null,"Area (Sq.Ft.)",null,"Existing #","Insulation Type Added",null,"Total Price","Pass","Fail/Flag ","Reason For Failure"]
[null,0,"","",null,"",null,"",null,null,"",null,"",""]
[null,1,"","",null,"",null,"",null,null,"",null,"",""]
[null,2,"","",null,"",null,"",null,null,"",null,"",""]
[null,3,"","",null,"",null,"",null,null,"",null,"",""]
[null,4,"","",null,"",null,"",null,null,"",null,"",""]
[null,5,"","",null,"",null,"",null,null,"",null,"",""]
[null,6,"","",null,"",null,"",null,null,"",null,"","",null,null,null,null,null,null,null,null,null,null,null,"Page-2",{"$f":"SUM(H34:H55)","v":0}]
[null,7,"","",null,"",null,"",null,null,"",null,"","",null,null,null,null,null,null,null,null,null,null,null,"Page-3",{"$f":"SUM(H57:H78)","v":0}]
[null,8,"","",null,"",null,"",null,null,"",null,"","",null,null,null,null,null,null,null,null,null,null,null,"Page-4",{"$f":"SUM(H80:H101)","v":0}]
[null,9,"","",null,"",null,"",null,null,"",null,"","",null,null,null,null,null,null,null,null,null,null,null,"Page-5",{"$f":"SUM(H103:H123)","v":0}]
[null,10,"","",null,"",null,"",null,null,"",null,"",""]
[null,11,"","",null,"",null,"",null,null,"",null,"",""]
[null,12,"","",null,"",null,"",null,null,"",null,"",""]
[null,13,"","",null,"",null,"",null,null,"",null,"",""]
[null,14,"","",null,"",null,"",null,null,"",null,"",""]
[null,15,"","",null,"",null,"",null,null,"",null,"",""]
[null,16,"","",null,"",null,"",null,null,"",null,"",""]
[null,17,"","",null,"",null,"",null,null,"",null,"",""]
[null,18,"","",null,"",null,"",null,null,"",null,"",""]
[null,19,"","",null,"",null,"",null,null,"",null,"",""]
[null,20,"","",null,"",null,"",null,null,"",null,"",""]
[null,21,"","",null,"",null,"",null,null,"",null,"",""]
[null,"Index","FL #","Location",null,"Wall or Roof",null,"Area (Sq.Ft.)",null,"Existing #","Insulation Type Added",null,"Total Price","Pass","Fail/Flag ","Reason For Failure"]
[null,22,"","",null,"",null,"",null,null,"",null,"",""]
[null,23,"","",null,"",null,"",null,null,"",null,"",""]
[null,24,"","",null,"",null,"",null,null,"",null,"",""]
[null,25,"","",null,"",null,"",null,null,"",null,"",""]
[null,26,"","",null,"",null,"",null,null,"",null,"",""]
[null,27,"","",null,"",null,"",null,null,"",null,"",""]
[null,28,"","",null,"",null,"",null,null,"",null,"",""]
[null,29,"","",null,"",null,"",null,null,"",null,"",""]
[null,30,"","",null,"",null,"",null,null,"",null,"",""]
[null,31,"","",null,"",null,"",null,null,"",null,"",""]
[null,32,"","",null,"",null,"",null,null,"",null,"",""]
[null,33,"","",null,"",null,"",null,null,"",null,"",""]
[null,34,"","",null,"",null,"",null,null,"",null,"",""]
[null,35,"","",null,"",null,"",null,null,"",null,"",""]
[null,36,"","",null,"",null,"",null,null,"",null,"",""]
[null,37,"","",null,"",null,"",null,null,"",null,"",""]
[null,38,"","",null,"",null,"",null,null,"",null,"",""]
[null,39,"","",null,"",null,"",null,null,"",null,"",""]
[null,40,"","",null,"",null,"",null,null,"",null,"",""]
[null,41,"","",null,"",null,"",null,null,"",null,"",""]
[null,42,"","",null,"",null,"",null,null,"",null,"",""]
[null,43,"","",null,"",null,"",null,null,"",null,"",""]
[null,"Index","FL #","Location",null,"Wall or Roof",null,"Area (Sq.Ft.)",null,"Existing #","Insulation Type Added",null,"Total Price","Pass","Fail/Flag ","Reason For Failure"]
[null,44,"","",null,"",null,"",null,null,"",null,"",""]
[null,45,"","",null,"",null,"",null,null,"",null,"",""]
[null,46,"","",null,"",null,"",null,null,"",null,"",""]
[null,47,"","",null,"",null,"",null,null,"",null,"",""]
[null,48,"","",null,"",null,"",null,null,"",null,"",""]
[null,49,"","",null,"",null,"",null,null,"",null,"",""]
[null,50,"","",null,"",null,"",null,null,"",null,"",""]
[null,51,"","",null,"",null,"",null,null,"",null,"",""]
[null,52,"","",null,"",null,"",null,null,"",null,"",""]
[null,53,"","",null,"",null,"",null,null,"",null,"",""]
[null,54,"","",null,"",null,"",null,null,"",null,"",""]
[null,55,"","",null,"",null,"",null,null,"",null,"",""]
[null,56,"","",null,"",null,"",null,null,"",null,"",""]
[null,57,"","",null,"",null,"",null,null,"",null,"",""]
[null,58,"","",null,"",null,"",null,null,"",null,"",""]
[null,59,"","",null,"",null,"",null,null,"",null,"",""]
[null,60,"","",null,"",null,"",null,null,"",null,"",""]
[null,61,"","",null,"",null,"",null,null,"",null,"",""]
[null,62,"","",null,"",null,"",null,null,"",null,"",""]
[null,63,"","",null,"",null,"",null,null,"",null,"",""]
[null,64,"","",null,"",null,"",null,null,"",null,"",""]
[null,65,"","",null,"",null,"",null,null,"",null,"",""]
[null,"Index","FL #","Location",null,"Wall or Roof",null,"Area (Sq.Ft.)",null,"Existing #","Insulation Type Added",null,"Total Price","Pass","Fail/Flag ","Reason For Failure"]
[null,66,"","",null,"",null,"",null,null,"",null,"",""]
[null,67,"","",null,"",null,"",null,null,"",null,"",""]
[null,68,"","",null,"",null,"",null,null,"",null,"",""]
[null,69,"","",null,"",null,"",null,null,"",null,"",""]
[null,70,"","",null,"",null,"",null,null,"",null,"",""]
[null,71,"","",null,"",null,"",null,null,"",null,"",""]
[null,72,"","",null,"",null,"",null,null,"",null,"",""]
[null,73,"","",null,"",null,"",null,null,"",null,"",""]
[null,74,"","",null,"",null,"",null,null,"",null,"",""]
[null,75,"","",null,"",null,"",null,null,"",null,"",""]
[null,76,"","",null,"",null,"",null,null,"",null,"",""]
[null,77,"","",null,"",null,"",null,null,"",null,"",""]
[null,78,"","",null,"",null,"",null,null,"",null,"",""]
[null,79,"","",null,"",null,"",null,null,"",null,"",""]
[null,80,"","",null,"",null,"",null,null,"",null,"",""]
[null,81,"","",null,"",null,"",null,null,"",null,"",""]
[null,82,"","",null,"",null,"",null,null,"",null,"",""]
[null,83,"","",null,"",null,"",null,null,"",null,"",""]
[null,84,"","",null,"",null,"",null,null,"",null,"",""]
[null,85,"","",null,"",null,"",null,null,"",null,"",""]
[null,86,"","",null,"",null,"",null,null,"",null,"",""]
[null,87,"","",null,"",null,"",null,null,"",null,"",""]
[null,"Index","FL #","Location",null,"Wall or Roof",null,"Area (Sq.Ft.)",null,"Existing #","Insulation Type Added",null,"Total Price","Pass","Fail/Flag ","Reason For Failure"]
[null,88,"","",null,"",null,"",null,null,"",null,"",""]
[null,89,"","",null,"",null,"",null,null,"",null,"",""]
[null,90,"","",null,"",null,"",null,null,"",null,"",""]
[null,91,"","",null,"",null,"",null,null,"",null,"",""]
[null,92,"","",null,"",null,"",null,null,"",null,"",""]
[null,93,"","",null,"",null,"",null,null,"",null,"",""]
[null,94,"","",null,"",null,"",null,null,"",null,"",""]
[null,95,"","",null,"",null,"",null,null,"",null,"",""]
[null,96,"","",null,"",null,"",null,null,"",null,"",""]
[null,97,"","",null,"",null,"",null,null,"",null,"",""]
[null,98,"","",null,"",null,"",null,null,"",null,"",""]
[null,99,"","",null,"",null,"",null,null,"",null,"",""]
[null,100,"","",null,"",null,"",null,null,"",null,"",""]
[null,101,"","",null,"",null,"",null,null,"",null,"",""]
[null,102,"","",null,"",null,"",null,null,"",null,"",""]
[null,103,"","",null,"",null,"",null,null,"",null,"",""]
[null,104,"","",null,"",null,"",null,null,"",null,"",""]
[null,105,"","",null,"",null,"",null,null,"",null,"",""]
[null,106,"","",null,"",null,"",null,null,"",null,"",""]
[null,107,"","",null,"",null,"",null,null,"",null,"",""]
[null,108,"","",null,"",null,"",null,null,"",null,"",""]
[null,109,"","",null,"",null,null,"",null,null,"","","",""]

{"sheet":"In-Unit Inspection WB","index":18,"n_rows":131,"n_cols":27,"rows_kept":131,"cut":false,"hidden":true,"merged":[[0,1,0,9],[2,1,2,3],[2,4,2,6],[2,7,2,9],[8,1,8,3],[5,1,5,3],[5,4,5,6],[11,1,11,3],[3,1,3,3],[3,4,3,6],[3,7,3,9],[9,1,9,3],[9,6,11,6],[4,1,4,3],[6,4,6,9],[18,7,18,8],[18,9,18,10],[21,2,21,3],[21,7,21,8],[21,9,21,10],[6,1,6,3],[10,1,10,3],[10,5,11,5],[39,7,39,8],[39,9,39,10],[16,2,16,3],[16,7,16,8],[16,9,16,10],[19,9,19,10],[23,2,23,3],[23,7,23,8],[23,9,23,10],[26,2,26,3],[26,7,26,8],[26,9,26,10],[29,2,29,3],[29,7,29,8],[29,9,29,10],[32,7,32,8],[124,2,124,3],[127,2,127,3],[108,2,108,3],[105,2,105,3],[109,2,109,3],[112,2,112,3],[115,2,115,3],[39,2,39,3],[18,2,18,3],[32,2,32,3],[124,7,124,8],[124,9,124,10],[127,7,127,8],[127,9,127,10],[108,7,108,8],[108,9,108,10],[105,7,105,8],[105,9,105,10],[109,7,109,8],[109,9,109,10],[112,7,112,8],[112,9,112,10],[115,7,115,8],[115,9,115,10],[122,7,122,8],[122,9,122,10],[16,11,16,12],[17,2,17,3],[17,7,17,8],[17,9,17,10],[17,11,17,12],[118,7,118,8],[118,9,118,10],[93,7,93,8],[93,9,93,10],[96,7,96,8],[96,9,96,10],[99,7,99,8],[99,9,99,10],[102,7,102,8],[102,9,102,10],[83,7,83,8],[83,9,83,10],[87,7,87,8],[87,9,87,10],[90,7,90,8],[90,9,90,10],[18,11,18,12],[19,2,19,3],[19,7,19,8],[19,11,19,12],[20,2,20,3],[20,7,20,8],[20,9,20,10],[20,11,20,12],[21,11,21,12],[22,2,22,3],[22,7,22,8],[22,9,22,10],[22,11,22,12],[23,11,23,12],[24,2,24,3],[24,7,24,8],[24,9,24,10],[24,11,24,12],[25,2,25,3],[25,7,25,8],[25,9,25,10],[25,11,25,12],[26,11,26,12],[27,2,27,3],[27,7,27,8],[27,9,27,10],[27,11,27,12],[28,2,28,3],[28,7,28,8],[28,9,28,10],[28,11,28,12],[29,11,29,12],[30,2,30,3],[30,7,30,8],[30,9,30,10],[30,11,30,12],[31,2,31,3],[31,7,31,8],[31,9,31,10],[31,11,31,12],[32,9,32,10],[32,11,32,12],[33,11,33,12],[34,2,34,3],[34,7,34,8],[34,9,34,10],[34,11,34,12],[35,2,35,3],[35,7,35,8],[35,9,35,10],[35,11,35,12],[33,7,33,8],[33,9,33,10],[33,2,33,3],[36,11,36,12],[37,2,37,3],[37,7,37,8],[37,9,37,10],[37,11,37,12],[51,2,51,3],[51,7,51,8],[51,9,51,10],[38,2,38,3],[38,7,38,8],[38,9,38,10],[38,11,38,12],[36,7,36,8],[36,9,36,10],[36,2,36,3],[39,11,39,12],[51,11,51,12],[49,9,49,10],[48,2,48,3],[48,7,48,8],[48,9,48,10],[48,11,48,12],[49,2,49,3],[49,7,49,8],[49,11,49,12],[50,2,50,3],[50,7,50,8],[50,9,50,10],[50,11,50,12],[45,11,45,12],[46,2,46,3],[46,7,46,8],[46,9,46,10],[46,11,46,12],[47,2,47,3],[47,7,47,8],[47,9,47,10],[47,11,47,12],[108,11,108,12],[40,2,40,3],[40,7,40,8],[40,9,40,10],[40,11,40,12],[41,2,41,3],[41,7,41,8],[41,9,41,10],[41,11,41,12],[42,2,42,3],[42,7,42,8],[42,9,42,10],[42,11,42,12],[43,2,43,3],[43,7,43,8],[43,9,43,10],[43,11,43,12],[44,2,44,3],[44,7,44,8],[44,9,44,10],[44,11,44,12],[45,2,45,3],[45,7,45,8],[45,9,45,10],[52,9,52,10],[52,2,52,3],[55,11,55,12],[56,2,56,3],[56,7,56,8],[56,9,56,10],[56,11,56,12],[57,2,57,3],[57,7,57,8],[57,9,57,10],[57,11,57,12],[55,7,55,8],[55,9,55,10],[55,2,55,3],[52,11,52,12],[53,2,53,3],[53,7,53,8],[53,9,53,10],[53,11,53,12],[54,2,54,3],[54,7,54,8],[54,9,54,10],[54,11,54,12],[52,7,52,8],[58,11,58,12],[59,2,59,3],[59,7,59,8],[59,9,59,10],[59,11,59,12],[60,2,60,3],[60,7,60,8],[60,9,60,10],[60,11,60,12],[58,7,58,8],[58,9,58,10],[58,2,58,3],[61,11,61,12],[63,2,63,3],[63,7,63,8],[63,9,63,10],[63,11,63,12],[64,2,64,3],[64,7,64,8],[64,9,64,10],[64,11,64,12],[61,7,61,8],[61,9,61,10],[62,2,62,3],[62,7,62,8],[62,9,62,10],[62,11,62,12],[61,2,61,3],[65,11,65,12],[66,2,66,3],[66,7,66,8],[66,9,66,10],[66,11,66,12],[67,2,67,3],[67,7,67,8],[67,9,67,10],[67,11,67,12],[65,7,65,8],[65,9,65,10],[65,2,65,3],[68,11,68,12],[69,2,69,3],[69,7,69,8],[69,9,69,10],[69,11,69,12],[70,2,70,3],[70,7,70,8],[70,9,70,10],[70,11,70,12],[68,7,68,8],[68,9,68,10],[68,2,68,3],[71,11,71,12],[72,2,72,3],[72,7,72,8],[72,9,72,10],[72,11,72,12],[73,2,73,3],[73,7,73,8],[73,9,73,10],[73,11,73,12],[71,7,71,8],[71,9,71,10],[71,2,71,3],[74,11,74,12],[75,2,75,3],[75,7,75,8],[75,9,75,10],[75,11,75,12],[76,2,76,3],[76,7,76,8],[76,9,76,10],[76,11,76,12],[74,7,74,8],[74,9,74,10],[74,2,74,3],[77,11,77,12],[78,2,78,3],[78,7,78,8],[78,9,78,10],[78,11,78,12],[79,2,79,3],[79,7,79,8],[79,9,79,10],[79,11,79,12],[77,7,77,8],[77,9,77,10],[77,2,77,3],[80,11,80,12],[81,2,81,3],[81,7,81,8],[81,9,81,10],[81,11,81,12],[82,2,82,3],[82,7,82,8],[82,9,82,10],[82,11,82,12],[80,7,80,8],[80,9,80,10],[80,2,80,3],[83,11,83,12],[84,2,84,3],[84,7,84,8],[84,9,84,10],[84,11,84,12],[86,2,86,3],[86,7,86,8],[86,9,86,10],[86,11,86,12],[85,11,85,12],[85,2,85,3],[85,7,85,8],[85,9,85,10],[83,2,83,3],[87,11,87,12],[88,2,88,3],[88,7,88,8],[88,9,88,10],[88,11,88,12],[89,2,89,3],[89,7,89,8],[89,9,89,10],[89,11,89,12],[87,2,87,3],[90,11,90,12],[91,2,91,3],[91,7,91,8],[91,9,91,10],[91,11,91,12],[92,2,92,3],[92,7,92,8],[92,9,92,10],[92,11,92,12],[90,2,90,3],[93,11,93,12],[94,2,94,3],[94,7,94,8],[94,9,94,10],[94,11,94,12],[95,2,95,3],[95,7,95,8],[95,9,95,10],[95,11,95,12],[93,2,93,3],[96,11,96,12],[97,2,97,3],[97,7,97,8],[97,9,97,10],[97,11,97,12],[98,2,98,3],[98,7,98,8],[98,9,98,10],[98,11,98,12],[96,2,96,3],[99,11,99,12],[100,2,100,3],[100,7,100,8],[100,9,100,10],[100,11,100,12],[101,2,101,3],[101,7,101,8],[101,9,101,10],[101,11,101,12],[99,2,99,3],[102,11,102,12],[103,2,103,3],[103,7,103,8],[103,9,103,10],[103,11,103,12],[104,2,104,3],[104,7,104,8],[104,9,104,10],[104,11,104,12],[102,2,102,3],[105,11,105,12],[106,2,106,3],[106,7,106,8],[106,9,106,10],[106,11,106,12],[107,2,107,3],[107,7,107,8],[107,9,107,10],[107,11,107,12],[109,11,109,12],[110,2,110,3],[110,7,110,8],[110,9,110,10],[110,11,110,12],[111,2,111,3],[111,7,111,8],[111,9,111,10],[111,11,111,12],[112,11,112,12],[113,2,113,3],[113,7,113,8],[113,9,113,10],[113,11,113,12],[114,2,114,3],[114,7,114,8],[114,9,114,10],[114,11,114,12],[115,11,115,12],[116,2,116,3],[116,7,116,8],[116,9,116,10],[116,11,116,12],[117,2,117,3],[117,7,117,8],[117,9,117,10],[117,11,117,12],[122,11,122,12],[123,2,123,3],[123,7,123,8],[123,9,123,10],[123,11,123,12],[118,11,118,12],[119,2,119,3],[119,7,119,8],[119,9,119,10],[119,11,119,12],[120,2,120,3],[120,7,120,8],[120,9,120,10],[120,11,120,12],[121,7,121,8],[121,9,121,10],[122,2,122,3],[118,2,118,3],[121,2,121,3],[130,2,130,3],[130,7,130,8],[130,9,130,10],[130,11,130,12],[15,6,15,12],[127,11,127,12],[128,2,128,3],[128,7,128,8],[128,9,128,10],[128,11,128,12],[129,2,129,3],[129,7,129,8],[129,9,129,10],[129,11,129,12],[124,11,124,12],[125,2,125,3],[125,7,125,8],[125,9,125,10],[125,11,125,12],[126,2,126,3],[126,7,126,8],[126,9,126,10],[126,11,126,12],[121,11,121,12]]}
[null,"In-Unit Inspection Workbook"]
[]
[null," Service Address:",null,null,"Work Order ID #",null,null,"Number of Units"]
[null,{"$f":"'Customer Info'!$E$18","v":0},null,null,{"$f":"CONCATENATE('Customer Info'!C9,\"-\",'Customer Info'!C10,\"-CMP\")","v":"--CMP"},null,null,{"$f":"'Customer Info'!E28","v":0}]
[null,{"$f":"'Customer Info'!E20","v":0},null,null,"Building Age ",null,null,"Pass  ☐                      Fail ☐ "]
[null,{"$f":"'Customer Info'!E21 & 'Customer Info'!E22","v":""},null,null,{"$f":"'Customer Info'!E26","v":0}]
[null,"Work Order Note",null,null,{"$f":"'Customer Info'!B79","v":0}]
[]
[null,"Contact Person",null,null,"Pre-Inspection ","☐ ","Implementer","Facility Type"]
[null,{"$f":"'Customer Info'!C55","v":0},null,null,"Post-Inspection","☐ ",{"$f":"'Customer Info'!E9","v":0},""]
[null,"Customer Phone",null,null,"Final SOW/Invoice ","☐ ",null,"Pass  ☐    Fail ☐ "]
[null,{"$f":"'Customer Info'!D55","v":0}]
[]
[]
[]
[null,null,null,null,null,null,"REPLACEMENT"]
[null,"Index","Measure",null,"Floor","APT Number","Quantity LED Lamps","Quantity Faucet Aerators",null,"Quantity Kitchen Aerators",null,"Quantity Shower Heads",null,null,null,null,null,null,null,null,null,null,null,null,null,null,{"$f":"SUM(G41:G62)","v":0}]
[null,0,"",null,null,null,null,null,null,null,null,null,null,null,null,null,null,null,null,null,null,null,null,null,null,null,{"$f":"SUM(G64:G85)","v":0}]
[null,1,"",null,null,null,null,null,null,null,null,null,null,null,null,null,null,null,null,null,null,null,null,null,null,null,{"$f":"SUM(G87:G108)","v":0}]
[null,2,"",null,null,null,null,null,null,null,null,null,null,null,null,null,null,null,null,null,null,null,null,null,null,null,{"$f":"SUM(G110:G130)","v":0}]
[null,3,""]
[null,4,""]
[null,5,""]
[null,6,"",null,null,null,null,null,null,null,null,null,null,null,null,null,null,null,null,null,null,null,null,null,null,"Page-2"]
[null,7,"",null,null,null,null,null,null,null,null,null,null,null,null,null,null,null,null,null,null,null,null,null,null,"Page-3"]
[null,8,"",null,null,null,null,null,null,null,null,null,null,null,null,null,null,null,null,null,null,null,null,null,null,"Page-4"]
[null,9,"",null,null,null,null,null,null,null,null,null,null,null,null,null,null,null,null,null,null,null,null,null,null,"Page-5"]
[null,10,""]
[null,11,""]
[null,12,""]
[null,13,""]
[null,14,""]
[null,15,""]
[null,16,""]
[null,17,""]
[null,18,""]
[null,19,""]
[null,20,""]
[null,21,""]
[null,"Index","Measure",null,"Floor","APT Number","Quantity Lamps","Quantity Faucet Aerators",null,"Quantity Kitchen Aerators",null,"Quantity Shower Heads"]
[null,0,""]
[null,1,""]
[null,2,""]
[null,3,""]
[null,4,""]
[null,5,""]
[null,6,""]
[null,7,""]
[null,8,""]
[null,9,""]
[null,10,""]
[null,11,""]
[null,12,""]
[null,13,""]
[null,14,""]
[null,15,""]
[null,16,""]
[null,17,""]
[null,18,""]
[null,19,""]
[null,20,""]
[null,21,""]
[null,"Index","Measure",null,"Floor","APT Number","Quantity Lamps","Quantity Faucet Aerators",null,"Quantity Kitchen Aerators",null,"Quantity Shower Heads"]
[null,0,""]
[null,1,""]
[null,2,""]
[null,3,""]
[null,4,""]
[null,5,""]
[null,6,""]
[null,7,""]
[null,8,""]
[null,9,""]
[null,10,""]
[null,11,""]
[null,12,""]
[null,13,""]
[null,14,""]
[null,15,""]
[null,16,""]
[null,17,""]
[null,18,""]
[null,19,""]
[null,20,""]
[null,21,""]
[null,"Index","Measure",null,"Floor","APT Number","Quantity Lamps","Quantity Faucet Aerators",null,"Quantity Kitchen Aerators",null,"Quantity Shower Heads"]
[null,0,""]
[null,1,""]
[null,2,""]
[null,3,""]
[null,4,""]
[null,5,""]
[null,6,""]
[null,7,""]
[null,8,""]
[null,9,""]
[null,10,""]
[null,11,""]
[null,12,""]
[null,13,""]
[null,14,""]
[null,15,""]
[null,16,""]
[null,17,""]
[null,18,""]
[null,19,""]
[null,20,""]
[null,21,""]
[null,"Index","Measure",null,"Floor","APT Number","Quantity Lamps","Quantity Faucet Aerators",null,"Quantity Kitchen Aerators",null,"Quantity Shower Heads"]
[null,0,""]
[null,1,""]
[null,2,""]
[null,3,""]
[null,4,""]
[null,5,""]
[null,6,""]
[null,7,""]
[null,8,""]
[null,9,""]
[null,10,""]
[null,11,""]
[null,12,""]
[null,13,""]
[null,14,""]
[null,15,""]
[null,16,""]
[null,17,""]
[null,18,""]
[null,19,""]
[null,20,""]
[null,21,""]